## Corrected
SCHEDULE OF QUANTITY
[5 empty] | Estimate Cost | `
[5 empty] | EARNEST MONEY : - | ` | 1450000
[5 empty] | TIME LIMIT : | EIGHTEEN MONTHS
NAME OF WORK:- |  | Construction of Rural Livelihood Centre at Nagrota Bagwan in Ditt.Kangra, (Himachal Pradesh)
SUB-HEAD:- |  | Construction of Civil work including Water Supply & Sanitary Installation, Site Development & Approach road, Boundary wall& Gate, Protection work, Enviremental Management and Monitoring, Electrical work, Rain Water Harvesting System, Septic Tank and Soak Pit etcetera;
Sr No. | Description of items |  | Quantity | RATES |  | Unit | Amount
|  |  |  | In fig | In words
1 | 2 |  | 3 | 4 | 5 | 6 | 7
1 | Cutting in earth work in all classification of earth such as pick work, jumper work, pick jumper work , blasting work, (soft and hard) and conglomerated strata including chiseling and chiseling or wedging out rocks, work in saturated soil etcetera for all heights and depths in proper slop as per classification of soil so as to make for site development as required at site and in required gradient and camber including filling for leveling the ground including stacking of serviceable material and disposal of all surplus material at approved dumping site through all modes of transportation including head load or animal transport or mechanical means along with its leveling , fine dressing etcetera and safety measure and other incidentals necessary to complete. The recovery for stones,whether useful or not, for 204.00 cum (Two hundred four) cubic metre in all cases,@rupees 300/- only (Rupees three hundred only) per cubic meter shall be effected on pro-rata basis, as per specifications, approved drawing, design, specification and as per the entire satisfaction of the Engineer-in-charge including carriage of material within all leads, lifts and other incidentals. The rate is inclusive of octroi, royality, Malkana, Toll tax, sale tax, GST and any other taxes imposed by the Government. |  | 204 |  |  | Per cubic metre | 0
Cubic metres
2 | Excavation in foundation, trenches etcetera. in earth work in all classification of soil such as pick work, jumper work, pick jumper work, blasting work, jumper blasting work, soft and hard blasting and saturated soil, de-watering, including wedging out rocks where blasting work is prohibited, chiseling or any other mixed variety of soil, shoring, strutting or bailing out water (Surface and sub soil water) upto any depth or height any quantum of water including de-watering removal of slush, lift upto any height, stacking the excavated soil clear from the edge of excavation and then retuning the stacked soil in 15cm (Fifteen centimetre) layers, when required into plinths, sides of foundation etcetera; consolidating each deposited layer by ramming, watering and then disposing of all excavated earth as directed by the Engineer-in-charge including carriage of material within all leads, lifts and other incidentals as per specifications, approved drawing, design. The rate is inclusive of octroi, royality, Malkana, Toll tax, sale tax, GST and any other taxes imposed by the Government. |  | 760.47 |  |  | Per cubic metre | 0
Cubic metres
3 | Earth work in excavation for all type of road structure and all type of classification of soil comprising of ordnary soil, ordinary rock,hard rock chiseling/wedging out rock (where blasting is prohibited) as in retaining wall, breast wall, culverts, drain and parapits etcetera as per drawing and M.o.R.D technical specification clause 305.1 and as per the direction of Engineer-in-charge, within all leads, lifts and other incidentals as per specifications, approved drawing, design. The rate is inclusive of octroi, royality, Malkana, Toll tax, sale tax, GST and any other taxes imposed by the Government. |  | 596.3 |  |  | Per cubic metre | 0
Cubic metres
4 | Excavation in drains and channels etcetera; in earth work in all kind of soil, such as pick work, jumper work, pick jumper work, blasting work, hard and soft blasting and work doing in saturated soil including chiseling or wedging out rocks where blasting work is prohibited including shoring, strutting and pumping or bailing out water (Surface and sub soil water) upto any depth or any height, any quantum of water including slush which may arrise during de-watering, any other mixed variety of soil, lift upto any height, stacking the excavated soil for all heights from the edge of excavation and then returning the stacked soil in 15cm (Fifteen centimetre) layer when required into plinths, sides of foundations consolidating each deposited layer by ramming, watering and then disposing of all surplus excavated earth as per specifications, approved drawing, design and as per the entire satisfaction of the Engineer-in-charge including carriage of material within all leads, lifts and other incidentals. The rate is inclusive of octroi, royality, Malkana, Toll tax, sale tax, GST and any other taxes imposed by the Government. |  | 196.1 |  |  | Per cubic metre | 0
Cubic metres
5 | Excavation in earth work and filling in 15cm (Fifteen centimetre) layers in foundation and plinths including ramming, watering and consolidating in all classification of soil as directed by the Engineer-Incharge, including entire carriage of material within all leads, lifts and other incidentals. The rate is inclusive of octroi, royality, Malkana, Toll tax, sale tax, GST and any other taxes imposed by the Government. |  | 283.5 |  |  | Per cubic metre | 0
Cubic metres
6 | Sand filling under floor including watering, ramming, consolidating and dressing complete including carriage of material within all leads, lifts and other incidentals. The rate is inclusive of octroi, royality, Malkana, Toll tax, sale tax, GST and any other taxes imposed by the Government. |  | 37.01 |  |  | Per cubic metre | 0
Cubic metres
7 | Providing form work with steel plates of 3.15mm (Three decimal one five millimetre) thick, welded with angle iron in frames of 30x30x5mm (Thirty into Thirty into Five millimetre), so as to give a fair finish including centring, shuttering strutting and propping etcetera, with wooden battens and ballies for all heights/depth of propping and centring below supporting floor to ceiling and removal of the same for in-situ reinforced concrete and plain concrete work in foundation, footings, bases of columns and mass concrete including carriage of material within all leads, lifts and other incidentals as per specifications, approved drawing, design, entire satisfaction and as directed by the Engineer-in-charge. The rate is inclusive of octroi, royality, Malkana, Toll tax, sale tax, GST and any other taxes imposed by the Government. |  | 396.12 |  |  | Per square metre | 0
Square metres
8 | Providing form work with steel plates of 3.15mm (Three decimal one five millimetre) thick, welded with angle iron in frames of 30x30x5mm (Thirty into Thirty into Five millimetre), so as to give a fair finish including centring, shuttering, strutting and propping etcetera, with wooden battens and ballies for all heights/depth of propping and centring below supporting floor to ceiling and removal of the same for in-situ reinforced concrete and plain concrete work in flat surfaces such as soffits of suspended floors roofs, landings and the like as per Architectural drawing, design and specifications, including carriage of material within all leads, lifts and other incidentals and as directed by the Engineer-in-charge. The rate is inclusive of octroi, royality, Malkana, Toll tax, sale tax, GST and any other taxes imposed by the Government. |  | 1555.24 |  |  | Per square metre | 0
Square metres
9 | Providing form work with steel plates of 3.15mm (Three decimal one five millimetre) thick, welded with angle iron in frames of 30x30x5mm (Thirty into Thirty into Five millimetre), so as to give a fair finish including centring, shuttering strutting and propping etcetera; with wooden battens and ballies for all heights/depths of propping and centring below supporting floor to ceiling and removal of the same for in-situ reinforced concrete and plain concrete work in beams, cantilevers, girders, lintels where ever required sides and soffits of beams haunchings, cantilevers, bressumers and lintels upto all depths including carriage of material within all leads, lifts and other incidentals as per specifications, approved drawing, design, entire satisfaction and as directed by the Engineer-in-charge. The rate is inclusive of octroi, royality, Malkana, Toll tax, sale tax, GST and any other taxes imposed by the Government. |  | 1606.13 |  |  | Per square metre. | 0
Square metres
10 | Providing form work with steel plates of 3.15mm (Three decimal one five millimetre) thick, welded with angle iron in frames of 30x30x5mm (Thirty into Thirty into Five millimetre), so as to give a fair finish including centring, shuttering strutting and propping etcetera, with wooden battens and ballies for all heights/depths of propping and centring below supporting floor to ceiling and removal of the same for in-situ reinforced concrete and plain concrete work in columns, pillar, posts and struts, square, rectangular, polygonal in plan including carriage of material within all leads, lifts and other incidentals as per specifications, approved drawing, design and as directed by the Engineer-in-charge. The rate is inclusive of octroi, royality, Malkana, Toll tax, sale tax, GST and any other taxes imposed by the Government. |  | 1254.1 |  |  | Per square metre. | 0
Square metres
11 | Providing form work with steel plates of 3.15mm (Three decimal fifteen millimetre) thick, welded with angle iron in frames of 30x30x5mm(Thirty into Thirty into Five millimetre), so as to give a fair finish including centring, shuttering, strutting and propping etcetera, with wooden battens and ballies for all heights and removal of the same for in-situ reinforced concrete and plain concrete work in vertical surface such as walls (any thickness) partitions and the like including attached, pilasters, buttresses, plinth and string courses and the like including carriage of material within all leads, lifts and other incidentals as per specifications, approved drawing, design and as directed by the Engineer-in-charge. The rate is inclusive of octroi, royality, Malkana, Toll tax, sale tax, GST and any other taxes imposed by the Government. |  | 1459.08 |  |  | Per square metre | 0
Square metres
12 | Providing form work with steel plates of 3.15mm (Three decimal fifteen millimetre) thick, welded with angle iron in frames of 30x30x5mm(Thirty into Thirty into Five millimetre),so as to give a fair finish including centring, shuttering, strutting and propping etcetera, with wooden battens and ballies for all heights and removal of the same for in-situ reinforced plain concrete work in stairs cases with slopping or stepped soffits, excluding, landing, including carriage of material within all leads, lifts and other incidentals as per specifications, approved drawing, design and as directed by the Engineer-in-charge. The rate is inclusive of octroi, royality, Malkana, Toll tax, sale tax, GST and any other taxes imposed by the Government. |  | 92.74 |  |  | Per square metre. | 0
Square metres
13 | Providing form work with steel plates of 3.15mm (Three decimal fifteen millimetre) thick, welded with angle iron in frames of 30x30x5mm (Thirty into Thirty into Five millimetre), so as to give a fair finish including centring, shuttering strutting and propping etcetera, with wooden battens and ballies for all heights and removal of the same for in-situ reinforced plain concrete work in edges of slab and breaks in floors and walls under any thickness including carriage of material within all leads, lifts and other incidentals as per specifications, approved drawing, design and as directed by the Engineer-in-charge. The rate is inclusive of octroi, royality, Malkana, Toll tax, sale tax, GST and any other taxes imposed by the Government. |  | 1142 |  |  | Per running metre | 0
Running metres
14 | Providing and laying cement concrete 1:4:8 (One cement; four sand; eight graded crushed stone aggregate 40mm (Forty millimetre) nominal size mechanically mixed and curing complete excluding cost of forms work in foundation and plinth including carriage of material within all leads, lifts and other incidentals as per specifications, approved drawing, design and as directed by the Engineer-in-charge. The rate is inclusive of octroi, royality, Malkana, Toll tax, sale tax, GST and any other taxes imposed by the Government. |  | 160.35 |  |  | Per cubic metre | 0
Cubic metres
15 | Providing and laying mechanically mixed and vibrated concrete for plain cement concrete nominal mix 1:4:8 (One cement : four sand : eight graded broken/crushed stone aggregate 40 mm (Forty millimetre) sized) in parapets, Breast wall, retaining wall as per drawing and technical specification clause 800 & 1208.4 including the cost of form work and curing complete, including carriage of material within all leads, lifts and other incidentals, as per specifications, approved drawing, design and as directed by the Engineer-in-charge. The rate is inclusive of octroi, royality, Malkana, Toll tax, sale tax, GST and any other taxes imposed by the Government. |  | 164.06 |  |  | Per cubic metre | 0
Cubic metres
16 | Providing and laying mechanically mixed and vibrated concrete for plain cement concrete nominal mix 1:4:8 (One cement : four sand : eight graded broken/crushed stone aggregate 40mm (Forty millimetre) sized in foundation and plinth curing complete excluding the cost of form work, including carriage of materials within all leads, lifts and other incidentals as per specifications, approved drawing, design and as directed by the Engineer-in-charge. The rate is inclusive of octroi, royality, Malkana, Toll tax, sale tax, GST and any other taxes imposed by the Government. |  | 25.73 |  |  | Per cubic metre | 0
Cubic metres
17 | Providing and laying cement concrete 1:6:12 (One cement : Six sand : Twelve graded broken/crushed stone aggregate 40mm (Forty millimetre) nominal size mechanically mixed and curing complete excluding cost of forms work in foundation and plinth including carriage of material within all leads, lifts and other incidentals as per specifications, approved drawing, design and as directed by the Engineer-in-charge. The rate is inclusive of octroi, royality, Malkana, Toll tax, sale tax, GST and any other taxes imposed by the Government. |  | 32.87 |  |  | Per cubic metre | 0
Cubic metres
18 | Stone filling in plinth dry hand packed with hard stone of approved quality under floor including watering, ramming, consolidating and dressing complete as per specifications, approved drawing, design as per entire satisfactions and direction of Engineer-in-charge including carriage of material within all leads, lifts and other incidentals. The rate is inclusive of octroi, royality, Malkana, Toll tax, sale tax, GST and any other taxes imposed by the Government. |  | 90.29 |  |  | Per cubic metre | 0
Cubic metres
19 | Providing and laying cement concrete work of grade M-20 (M- twenty) design mix to obtain the minimum compressive strength of 20N/mm2 (Twenty Newton per square millimetre) with cement contents not less than 330 kg (Three hundred thirty kilogram) per cubic metre to give a smooth surfaces, mechanically mixed and vibrated including curing complete, excluding cost of form work and reinforcement for reinforced concrete work in foundation, footings, bases of columns and the like mass concrete in all depths/thickness upto all floor levels as per specifications, , drawing, design as per entire satisfaction and direction of Engineer-Incharge including carrige of material within all leads, lifts and other incidentals. The rate is inclusive of octroi, royality, Malkana, Toll tax, sale tax, GST and any other taxes imposed by the Government. |  | 446.3 |  |  | Per cubic metre | 0
Cubic metres
20 | Providing and laying cement concrete work of grade M-20 (M-Twenty) design mix to obtain the minimum comressive strength of 20N/mm2 (Twenty Newton per square millimetre) with cement contents not less than 320 kg (Three hundred twenty kilogram) per cubic metre, mechanically mixed and vibrated including curing complete, excluding cost of form work and reinforcement for reinforced concrete work in suspended floors, roofs, landings, shelves and their supports balconies, beams, girder, bressumers and cantilevers in all depths/thickness upto all floor level as per specifications, approved drawing, design as per entire satisfaction and direction of Engineer-in-charge including carriage of material within all leads, lifts and other incidentals. The rate is inclusive of octroi, royality, Malkana, Toll tax, sale tax, GST and any other taxes imposed by the Government. |  | 458.2 |  |  | Per cubic metre | 0
Cubic metres
21 | Providing and laying cement concrete work of grade M-25 (M-Twenty five) design mix to obtain the minimum compressive strength of 25N/mm2 (Twenty five Newton per square millimetre) with cement contents not less than 360 kg (Three hundred sixty kilogram) per cubic meter mechanically mixed and vibrated including curing complete, excluding cost of form work and reinforcement for reinforced concrete work in columns, pillars, posts and struts in all depth/thickness for all floor heights as per specifications, approved drawing, design including carriage of material within all leads, lifts and other incidentals and as directed by the Engineer-in-charge. The rate is inclusive of octroi, royality, Malkana, Toll tax, sale tax, GST and any other taxes imposed by the Government. |  | 139.95 |  |  | Per cubic metre | 0
Cubic metres
22 | Providing and laying cement concrete work of grade M-20 (M-twenty) design mix to obtain the minimum compressive strength of 20N/mm2 (Twenty Newton per square millimetre) with cement contents not less than of 320 kg (Three hundred twenty kilogram) per cubic meter, mechanically mixed and vibrated including curing complete, excluding cost of form work and reinforcement for reinforced concrete work in vertical wall upto any thickness but not less than 0.10m (Zero point ten metre) thickness including attached, pilasters, buttresses, plinth and string courses and the like including entire carriage of material within all leads, lifts and other incidentals. as per approved drawing, design and as directed by the Engineer-in-Charge. |  | 48.82 |  |  | Per cubic metre | 0
Cubic metres
23 | Providing and laying cement concrete work of grade M-20 (M-twenty) design mix to obtain the minimum compressive strength of 20N/mm2 (Twenty Newton per square millimetre) with cement contents not less than 320 kg (Three hundred twenty kilogram) per cubic metre mechanically mixed and vibrated including curing complete, excluding cost of form work and reinforcement for reinforced concrete work in Stair cases (except spiral stair cases) excluding landings, but including preparing of top surfaces and finishing of nosing upto all floor levels as per specifications, approved drawing, design including carriage of material within all leads, lifts and other incidentals and as directed by the Engineer-in-charge. The rate is inclusive of octroi, royality, Malkana, Toll tax, sale tax, GST and any other taxes imposed by the Government. |  | 13.3 |  |  | Per cubic metre | 0
Cubic metres
24 | Providing and laying cement concrete work of grade M-20 (M-twenty) design mix to obtain the minimum compressive strength of 20N/mm2 (Twenty Newton per square millimetre) with cement contents not less than 320 kg (Three hundred twenty kilogram) per cubic meter, mechanically mixed, vibrated and curing complete for reinforced concrete in Chhajjas for all thickness in all floor levels, up to all heights including finishing the exposed surface with cement mortar 1:3 (One cement : Three sand) to give a smooth and even surface including centering/ form work but excluding the cost of reinforcement for reinforced concrete work as per direction of Engineer-in-charge including carriage of material within all leads, lifts and other incidentals as per specifications, approved drawing, design. The rate is inclusive of octroi, royality, Malkana, Toll tax, sale tax, GST and any other taxes imposed by the Government. |  | 13.5 |  |  | Per cubic metre | 0
Cubic metres
25 | Providing and laying cement concrete work M-20 (M-twenty) design mix to obtain the minimum compressive strength of 20N/mm2 (Twenty Newton per square millimetre) with cement contents not less than 320 Kgs (Three hundred twenty kilogram) per cubic metre mechanically mixed and vibrated to give smooth and even surfaces including centring, shuttering but excluding the cost of and reinforcement as in mouldings, cornices, window sills etcetera to any girth, as per specifications, , drawing and design complete, as directed by the Engineer-in-charge.upto floor all levels including carriage of material within all leads, lifts and other incidentals. The rate is inclusive of octroi, royality, Malkana, Toll tax, sale tax, GST and any other taxes imposed by the Government. |  | 14.45 |  |  | Per cubic metre | 0
Cubic metres
26 | Providing and laying Tor steel reinforcement of TATA/Sail for reinforced cement concrete work including bending, binding, cutting, straightening and placing in position complete including cost of binding wires complete upto all floor levels as per specifications, approved drawing, design, as per entire satsfaction of the Engineer-in-charge including carriage of material within all leads, lifts and other incidentals. The rate is inclusive of octroi, royality, Malkana, Toll tax, sale tax, GST and any other taxes imposed by the Government. |  | 174404 |  |  | Per kilo-gram | 0 | 11718418 |  | -11718418
Kilo-grams
27 | Random rubble masonry (uncoursed/brought to courses) with hard stone of approved quality in foundation and plinth including leveling up with cement concrete 1:6:12 (One cement : Six sand : Twelve graded crushed stone aggregate 20mm (Twenty millimetre) nominal size) at plinth level in cement mortar 1:6 (One cement: Six sand) complete including carriage of material within all leads, lifts and other incidentals, as per specifications, approved drawing, design and as directed by the Engineer-in-charge. The rate is inclusive of octroi, royality, Malkana, Toll tax, sale tax, GST and any other taxes imposed by the Government. |  | 20.61 |  |  | Per cubic metre | 0
Cubic metres
28 | Squared rubble masonry coursed with hard stone of approved quality in foundation and plinth including racking out joints with cement mortar 1:6 (One cement : Six sand) and curing complete including carriage of material within all leads, lifts and other incidentals, as per specifications, approved drawing, design and as directed by the Engineer-in-charge. The rate is inclusive of octroi, royality, Malkana, Toll tax, sale tax, GST and any other taxes imposed by the Government. |  | 221.73 |  |  | Per cubic metre | 0
Cubic metres
29 | Providing and laying Damp Proof Course 100mm (One Hundred millimetre) thick with cement concrete 1:2:4 (one cement: two sand: four graded crushed stone aggregate) 12.5mm (Twelve decimal five millimetre nominal size) and curing complete, as required at site including carriage of material within all leads, lifts and other incidentals, as per approved specifications, , drawing, design and as directed by the Engineer-in-charge. The rate is inclusive of octroi, royality, Malkana, Toll tax, sale tax, GST and any other taxes imposed by the Government. |  | 11.86 |  |  | Per Square metre | 0
Square metres
30 | Applying a coat of hot bitumen mexphalt 80/100 (Eighty/Hundred) or VG-10 (Vilscosity Grade-Ten) using 1.70 Kg (one decimal seven zero Kilogram) per square metre on Damp Proof Course after cleaning the surface with a piece of cloth lightly soaked in kerosene oil, including carriage of material within all leads, lifts and other incidentals as per approved specifications, , drawing, design and as directed by the Engineer-in-charge. The rate is inclusive of octroi, royality, Malkana, Toll tax, sale tax, GST and any other taxes imposed by the Government. |  | 11.86 |  |  | Per Square metre | 0
Square metres
31 | Providing and fixing glass strips in plinth protection fixing and finishing in cement mortar 1:3 (One cement : Three sand) complete including carriage of material within all leads, lifts and other incidentals, as per specifications, approved drawing, design and as directed by the Engineer-in-charge. The rate is inclusive of octroi, royality, Malkana, Toll tax, sale tax, GST and any other taxes imposed by the Government. |  | 64 |  |  | Per running metre | 0
Running metres
32 | Second class brick masonry using common burnt clay building bricks in super-structure upto any floor level in cement mortar 1:6 (One cement: Six sand) and curing complete including carriage of material within all leads, lifts and other incidentals as per approved specifications, , drawing, design and as directed by the Engineer-in-charge. The rate is inclusive of octroi, royality, Malkana, Toll tax, sale tax, GST and any other taxes imposed by the Government. |  | 386.31 |  |  | Per cubic metre | 0
Cubic metres
33 | Second class half masonry using brick common burnt clay building bricks in super-structure upto all floor level in cement mortar 1:4 (One Cement : Four sand) with hoop iron including carriage of material within all leads, lifts and other incidentals, as per approved specifictions drawing, design and as directed by the Engineer-Incharge. The rate is inclusive of octroi, royality, Malkana, Toll tax, sale tax, GST and any other taxes imposed by the Government. |  | 1167.24 |  |  | Per Square metre | 0
Square metres
34 | Second class half masonry using honey comb brick common burnt clay building bricks upto all floor level in cement mortar 1:4 (One Cement : Four sand) and curing complete including carriage of material within all leads, lifts and other incidentals, as per approved specifictions, drawing, design and as directed by the Engineer-Incharge. The rate is inclusive of octroi, royality, Malkana, Toll tax, sale tax, GST and any other taxes imposed by the Government. |  | 5.34 |  |  | Per Square metre | 0
Square metres
35 | Providing and laying brick bat filling in sockpit including carriage of material within all leads, lifts of material and other incidentals, as per approved specifictions drawing, design and as directed by the Engineer-Incharge. The rate is inclusive of octroi, royality, Malkana, Toll tax, sale tax, GST and any other taxes imposed by the Government. |  | 7.07 |  |  | Per cubic metre | 0
Cubic metres
36 | Providing and fixing 1mm (One millimetre) thick aluminium sheet lining on the inner side of the fire fighting/SDB shutter complete including carriage of material within all leads, lifts and other incidentals, as per approved specifictions drawing, design and as directed by the Engineer-in-charge. The rate is inclusive of octroi, royality, Malkana, Toll tax, sale tax, GST and any other taxes imposed by the Government. |  | 14.58 |  |  | Per square metre | 0
Square metres
37 | Providing and laying double coat water proofing treatment done with Dr Fixit felt over depressive toilet area including maintain clean and saturated surface a coverage of 6-Sq. ft per kg to achieve 1mm thickness. This coating shall also be extended upto 300mm vertically . The second coat shall be applied on first coat. Then sprinkle sand on top surface of applied Dr. Fixit- Fastflex while stilltacky over the second coat. Then apply cement mortar (1:4)one cement & six sand admixed with 200ml of Pidiproof LW@200ml/50 kg of cement over the floor with the suitable gradient towards drain pipe, while the second coat of Dr. Fixit is still tacky complete including carriage of material within all leads, lifts and other incidentals. The rate is inclusive of octroi, royality, Malkana, Toll tax, sale tax, GST and any other taxes imposed by the Government. |  | 146.38 |  |  | Per square metre | 0
Square metres
38 | Providing and fixing 12mm (Twelve milimetre) thick one side particle preliminated board BWP phenol bonded in matt finish of approved shade ISI marked IS No. 12823 for infill panel of fire fighting/SDB shutters. The inner side of the shutter shall be finished with 1 mm thick aluminium sheet lining and to be fixed with butt jointing and nail etcetera (Frame work and aluminium sheet to be measured and paid separately) as per the specification of approved drawing, design and as directed by the Engineer-in-Charge. The rate is inclusive of octroi, royality, Malkana, Toll tax, sale tax, GST and any other taxes imposed by the Government. |  | 29.16 |  |  | Per square metre | 0
Square metres
39 | Providing and fixing 12mm (Twelve millimetre) thick water proof particle preliminated board (Both side) BWP phenol bonded exterior/interior grade of Action/Tesa/Century/Kitply/Green ply of approved shade for infill panel doors complete including carriage of material within all leads, lifts and other incidentals as per approved specification, drawing, design and as directed by the Engineer-in-Charge. The rate is inclusive of octroi, royality, Malkana, Toll tax, sale tax, GST and any other taxes imposed by the Government. |  | 142.01 |  |  | Per square metre | 0
Square metres
40 | Providing and fixing glazing in aluminium door, window, ventilator/shutters and partition etcetera with PVC/neoprens gasket complete as per the architectural drawings and the directions of Engineer-In-charge (cost of aluminium snap beading shall be paid in basic item.) Glazing (Modi Gaurd/Saint Gobin) with glass panes of 6.00mm (Six millimetre) thickness (weight not less than 13.75 kg/sqm (Thirteen point seventy five kilgram/square metre) as per architectural drawings, specifications, , design and as per the directions of Engineer-in-charge including carriage of material within all leads, lifts and other incidentals. The rate is inclusive of octroi, royality, Malkana, Toll tax, sale tax, GST and any other taxes imposed by the Government. |  | 5.22 |  |  | Per square metre | 0
Square metres
41 | Providing and fixing 19mm (Nineteen millimetre) thick water proof termit resistant commercial board of Kit ply /Centuary ply/Duraply/Marino ply for cabinets/shelves and shutter. All cut portions of the board shall have 6/12mm (Six/Twelve millimetre) thick hard wood edging to be finished with 1mm (One millimetre) thick lamination of Century/Green/Greenlam/Tesaply and of approved shade with butt joints and fixing nails and screws etcetera; upto all floor level complete including carriage of material within all leads, lifts and other incidentals and further as per specifications, approved drawing, design and as directed by the Engineer-in-charge. The rate is inclusive of octroi, royality, Malkana, Toll tax, sale tax, GST and any other taxes imposed by the Government. |  | 116.1 |  |  | Per square metre | 0
Square metres
42 | Providing and fixing Readymade Gray steel almirah for office use of Godrej/Wipro not less than 2.05m (Two point zero five) metre height and 0.90m (Zero point nine zero) metre wide of approved shade complete including carriage of material within all leads, lifts and other incidentals as per specifications, approved drawing, design and as directed by the Engineer-in-Charge. The rate is inclusive of octroi, royality, Malkana, Toll tax, sale tax, GST and any other taxes imposed by the Government. |  | 10 |  |  | Each | 0
Numbers
43 | Providing and fixing Readymade steel locker of Godrej/Wipro of approved shade complete including carriage of material within all leads, lifts and other incidentals as per specifications, approved drawing, design and as directed by the Engineer-in-Charge. The rate is inclusive of octroi, royality, Malkana, Toll tax, sale tax, GST and any other taxes imposed by the Government. |  | 2 |  |  | Each | 0
Numbers
44 | Providing and fixing 8mm (Eight millimetre) thick ply of Centuary/ Alpro at the back side of Cabinet/shelves/box for cup-board with butt joints and fixing with nails and screws etcetera including shelves and shutter of the cup board. All cut portion of shelves shall be finished with 6mm/12mm (Six millimetre) / (Twelve millimetre) thick hard wood edging. The shutter from outside shall be finished with 1 mm thick lamination of approved shade in mat finished and painted from inside complete as per direction of Engineer-in-charge including entire carriage of material within all leads, lifts and other incidentals as per approved drawing, design and as directed by the Engineer-in-Charge. |  | 99.63 |  |  | Per square metre | 0
Square metres
45 | Providing and fixing door closer with necessary screws etcetera complete including carriage of material within all leads, lifts and other incidentals as per specifications, approved drawing, design and as directed by the Engineer-in-Charge. The rate is inclusive of octroi, royality, Malkana, Toll tax, sale tax, GST and any other taxes imposed by the Government. |  | 84 |  |  | Each | 0
Numbers
46 | Providing and fixing cup-board shutter magnic catcher with necessary screws etcetera complete including carriage of material within all leads, lifts and other incidentals as per specifications, approved drawing, design and as directed by the Engineer-in-Charge. The rate is inclusive of octroi, royality, Malkana, Toll tax, sale tax, GST and any other taxes imposed by the Government. |  | 95 |  |  | Each | 0
Numbers
47 | Providing and fixing 65x35mm (Sixty five into Thirty five millimetre) size special quality chromium plated brass cup board lock with six leavers including necessary screws etcetera complete (Indian make) upto all floor levels including carriage of material within all leads, lifts and other incidentals and further as per specifications, approved drawing, design and as directed by the Engineer-in-charge. The rate is inclusive of octroi, royality, Malkana, Toll tax, sale tax, GST and any other taxes imposed by the Government. |  | 30 |  |  | Each | 0
Numbers
48 | Providing & fixing aluminium pilot/ sheet double action hydraulic floor spring bright finished with nut & screws etcetera complete including carriage of material within all leads, lifts and other incidentals and further as per specifications, approved drawing, design and as directed by the Engineer-in-charge. The rate is inclusive of octroi, royality, Malkana, Toll tax, sale tax, GST and any other taxes imposed by the Government. |  | 84 |  |  | Each | 0
Numbers
49 | Providing & fixing aluminium pilot /sheet door stopper bright finished with nut & screws etcetera complete including carriage of material within all leads, lifts and other incidentals and further as per specifications, approved drawing, design and as directed by the Engineer-in-charge. The rate is inclusive of octroi, royality, Malkana, Toll tax, sale tax, GST and any other taxes imposed by the Government. |  | 84 |  |  | Each | 0
Numbers
50 | Providing and fixing Fly proof wire mesh shutters using galvanized S.S. (Stainless steel) wire gauge of I.S. gauge designation 85G ( Eighty five G) with wire of dia 0.56 mm ( Zero decimal five six millimetre) and 1.4mm (One point four millimetre) appear on both side for doors, windows and clearstory windows including including entire carriage of material within all leads, lifts and other incidentals. as per approved specifications, drawing, design and as directed by the Engineer-In-charge. The rate is inclusive of octroi, royality, Malkana, Toll tax, sale tax, GST and any other taxes imposed by the Government. |  | 188.79 |  |  | Per square metre | 0
Square metres
51 | Providing and fixing 300x16mm (Three hundred into Sixteen millimetre) size aluminium oxidized Pilot/sheel sliding door bolts anodized transparent or dyed to required colour and shade with necessary screws etcetera including carriage of material within all leads, lifts and other incidentals as per specifications, approved drawing, design and as directed by the Engineer-in-Charge. The rate is inclusive of octroi, royality, Malkana, Toll tax, sale tax, GST and any other taxes imposed by the Government. |  | 336 |  |  | Each | 0
Numbers
52 | Providing and fixing aluminium oxidized Tower bolts (Barrel type) anodized transparent or dyed to required colour and shade of Pilot/sheel with necessary screws etcetera complete including carriage of material within all leads, lifts and other. incidentals as per specifications, approved drawing, design and as directed by the Engineer-in-Charge. The rate is inclusive of octroi, royality, Malkana, Toll tax, sale tax, GST and any other taxes imposed by the Government.
52.01 | 200x10mm (Two hundred into Ten millimetre) nominal size |  | 168 |  |  | Each | 0
Numbers
52.02 | 150x10mm (One hundred fifty into Ten millimetre) nominal size |  | 834 |  |  | Each | 0
Numbers
53 | Providing and fixing aluminium oxidized Pilot/Sheel seccuolar anodized transparent or dyed to required colour and shade handles with necessary screws etcetera complete including carriage of material within all leads, lifts and other. incidentals and further as per specifications, approved drawing, design and as directed by the Engineer-in-charge. The rate is inclusive of octroi, royality, Malkana, Toll tax, sale tax, GST and any other taxes imposed by the Government.
53.01 | 125mm (One hundred twenty five millimetre) nominal size |  | 168 |  |  | Each | 0
Numbers
53.02 | 100mm (One hundred millimetre) nominal size |  | 834 |  |  | Each | 0
Numbers
53.04 | 100mm (One hundred millimetre) nominal size |  | 30 |  |  | Each | 0
Numbers
54 | Providing and fixing 250mm (Two hundred fifty millimetre) size aluminium oxidized bright finished hard drwan hooks and eyes to required colour and shade with necessary screws etcetera; complete including carriage of material within all leads, lifts and other incidentals and as approved drawing, design and as directed by the Engineer-Incharge. The rate is inclusive of octroi, royality, Malkana, Toll tax, sale tax, GST and any other taxes imposed by the Government. |  | 278 |  |  | Each | 0
Numbers
55 | Providing 40mm (Forty millimetre) thick cement concrete flooring of cement concrete 1:2:4 (One cement : Two sand: Four graded crushed stone aggregate 20mm (twenty millimetre) nominal size laid in one layer finished with floating coat of neat cement upto all floor level including carriage of material within all leads, lifts and other incidentals, as per specifications, approved drawing, design and as directed by the Engineer-in-charge. The rate is inclusive of octroi, royality, Malkana, Toll tax, sale tax, GST and any other taxes imposed by the Government. |  | 1.91 |  |  | Per square metre | 0
Square metres
56 | Providing and laying 10mm (Ten millimetre) thick 600x600x10mm (Six hundred into Six hundred into Ten millimetre) nominal size Double charged vetrified tiles of Orient -Bell/Rak Kajaria manufactured of approved shade in flooring, treads of steps and landing laid on a bed of 12mm thick cement mortar 1:3 (1 cement : 3 sand) and jointed with neat cement slurry finished with flush pointing in white cement mixed with pigment of required shade to match the shade of tiles complete including carriage of material within all leads, lifts and other incidentals and further as per specification, approved drawing, design and as directed by the Engineer-Incharge. The rate is inclusive of octroi, royality, Malkana, Toll tax, sale tax, GST and any other taxes imposed by the Government. |  | 212.46 |  |  | Per square metre | 0
Square metres
57 | Providing and laying 25mm (Twenty five millimetre) thick mirror polished Kota Stone 550x550mm (Five hundred fifty into five hundred fifty millimetre) size of uniform colour with 7.5cm (Seven point five centimetres) wide Jaislmer yellow band of flooring (Mirror polished) of approved shade over base of 20mm (Twenty millimetre) (Average) thickness cement mortar 1:4 (One cement : Four sand) laid over and jointed with Grey cement slurry mixed with pigment to match the shade of the slab including rubbing , polishing/moulding and noising complete including carriage of material within all leads, lifts and other incidentals as per specifications, approved drawing, design and as directed by the Engineer-in-charge. The rate is inclusive of octroi, royality, Malkana, Toll tax, sale tax, GST and any other taxes imposed by the Government. |  | 1219.06 |  |  | Per square metre | 0
Square metres
58 | Providing and laying kota stone slab 19mm (Nineteen millimetre) thick in risers of steps, skirting, dado and pillar laid on 12mm (Twelve millimetre) (Average) thickness cement mortar 1:3 (One cement : Three sand) and jointed with Grey cement slurry mixed with pigment to match the shade of the slabs including semi round nosing rubbing, polishing and moulding complete including carriage of material within all leads, lifts and other incidentals, as per specifications, approved drawing, design and as directed by the Engineer-in-charge. The rate is inclusive of octroi, royality, Malkana, Toll tax, sale tax, GST and any other taxes imposed by the Government. |  | 502.99 |  |  | Per square metre | 0
Square metres
59 | Providing and laying marble work with gray streaks internally/externally in water throught and overl 20mm (Twenty millimetre) thick cement mortar 1:3 (One cement : three sand) including jointing with cement mortar 1:2 (One white cement : Two marble dust sand) with an admixture of pigment to match the shade of marble including semi round noising, moulding and jonting complete, including carriage of material within all leads, lifts and other incidentals as per approved specifications, , drawing, design and as directed by the Engineer-in-charge. The rate is inclusive of octroi, royality, Malkana, Toll tax, sale tax, GST and any other taxes imposed by the Government. |  | 26.22 |  |  | Per square metre | 0
Square metres
60 | Providing and laying antiskid ceramic tiles of Grade-IV of Orient/Bell/ Somany/Rak/Kajaria as per approved shade in flooring 300x300mm (Three hundred into Three hundred millimetre) size in treads of steps laid on a bed of 12mm (Twelve millimetre) thick cement mortar 1:3 (One cement : three sand) finished with flush pointing in white cement upto all floor levels including carriage of material within all leads, lifts and other incidentals, as per approved specifications, , drawing, design and as directed by the Engineer-in-charge. The rate is inclusive of octroi, royality, Malkana, Toll tax, sale tax, GST and any other taxes imposed by the Government. |  | 149.14 |  |  | Per square metre | 0
Square metres
61 | Providing and laying Duro stone vetrified tiles of required shade in skirting, risers of steps and dados of Orient/Bell flooring, Somany/ Nitco/ Rak/ Kajaria laid on a bed of 12mm (Twelve millimeter) thick cement mortar 1:3 (One cement : three sand) jointed with neat cement slurry finished with flush pointing in white cement mixed with pigment of required shade to match the shade of tiles complete upto all floor level as per approved drawing, design and as directed by the Engineer-in-Charge, including entire carriage of material within all leads, lifts and other incidentals. The rate is inclusive of octroi, royality, Malkana, Toll tax, sale tax, GST and any other taxes imposed by the Government. |  | 17.42 |  |  | Per square metres | 0
Square metres
62 | Providing and laying granite stone of approved shade in walls laid on 12mm (Twelve millimetre) (average) thickness base of cement mortar 1:3 (One cement: Three sand) and jointed with grey cement slurry mixed with pigment to match the shade of granite stone including semi round nosing rubbing and polishing complete incluing carriage of material within all leads, lifts and other incidentals, as per specifications, approved drawing, design and as directed by the Engineer-in-charge. The rate is inclusive of octroi, royality, Malkana, Toll tax, sale tax, GST and any other taxes imposed by the Government. |  | 71.68 |  |  | Per square metre | 0
Square metres
63 | Providing and laying 30x45cm (Thirty into forty five centimetre) size of ISI quality white glazed tiles of Somany/ Prient/Bell/Nitco/ Kajaria of approved shade in flooring, treads of steps and landing laid on a bed of 12 mm (Twelve millimetre) thick cement mortar 1:3 (One cement : Three sand) finished with flush pointing in white cement complete upto all floors level including carriage of material within all leads, lifts and other incidentals as per approved drawing, design and as directed by the Engineer-in-Charge. The rate is inclusive of octroi, royality, Malkana, Toll tax, sale tax, GST and any other taxes imposed by the Government. |  | 482.41 |  |  | Per square metre | 0
Square metres
64 | Providing and laying heavy duty precast cement concrete paver blocks ISI marked of NTC IS No 15658 with vibro compacted upto M-50 (M-Fifteen) grade including border or kurb block grey or coloured laid over sub-base of concrete with 25mm (Twenty five millimetre) thick average thickness in cement mortar 1:4 (One cement : Four sand) and jointed with neat cement slurry mixed with pigment to match the shade of blocks including curing, cutting, rubbing & polishing (Sub base concrete floor to be measured and paid for separately) complete including carriage of material within all leads, lifts and other incidentals as per specifications, approved drawing, design and as directed by the Engineer-in-charge. The rate is inclusive of octroi, royality, Malkana, Toll tax, sale tax, GST and any other taxes imposed by the Government. |  | 570 |  |  | Per square metre | 0
Square metres
65 | Providing and laying 19mm (Nineteen millimetre) thick Red Mandana stone of size 60 x 60cm (Sixty into sixty centimetres) laid over 20mm (Twenty millimetre) thick average thick base of cement mortar 1:4 (One cement : sand sand) and jointed with grey cement slurry mixed with pigment to match the shade of the stone including rubbing and granite polish finish complete including carriage of material within all leads, lifts and other incidentals as per specifications, approved drawing, design and as directed by the Engineer-in-charge. The rate is inclusive of octroi, royality, Malkana, Toll tax, sale tax, GST and any other taxes imposed by the Government. |  | 6.25 |  |  | Per square metre | 0
Square metres
66 | Providing and fixing 150mm (One hundred fifty millimetre) diameter pipe on wall face PVC Rain water pipes having working pressure not less than 6 /cm2 (Six kilogramme per centimetre square) class B un plasticised PVC D-plast high density pipe conforming to IS 4985-2000 for rain water pipes fixed with approved adhesive including filling the joints complete as per specifications, approved drawing, design as directed by the Engineer-in-charge, including entire carriage of material within all leads, lifts and other incidentals. The rate is inclusive of octroi, royality, Malkana, Toll tax, sale tax, GST and any other taxes imposed by the Government. |  | 148 |  |  | Per running metre | 0
Running metres
67 | Providing and fixing 110mm (One hundred ten millimetre) diameter pipe having working pressure not less than 6 /cm2 (Six kilogramme per centimetre square) including filling the joints with approved adhesive complete as per specifications, and as directed by the Engineer-In-charge, including entire carriage of material within all leads, lifts and other incidentals. The rate is inclusive of octroi, royality, Malkana, Toll tax, sale tax, GST and any other taxes imposed by the Government. |  | 41.8 |  |  | Per running metre | 0
Running metres
68 | Providing and fixing on wall face PVC acessories for Rain water pipes having 6 /cm2 (Six kilogramme per centimetre square) working pressure class B un plasticised PVC D-plast high density pipe conforming to IS 4985-2000 for rain water pipes fixed with approved adhesive including filling the joints complete complete and carriage of material within all leads, lifts and other incidentals and further as per specifications, approved drawing, design and as directed by the Engineer-in-charge. The rate is inclusive of octroi, royality, Malkana, Toll tax, sale tax, GST and any other taxes imposed by the Government.
68.01 | 160mm (One hundred sixty milimetre)diametere PVC Plain bend |  | 58 |  |  | Each | 0
Numbers
68.02 | 160mm (One hundred sixty milimetre)diametere PVC Plain shoe |  | 24 |  |  | Each | 0
Numbers
69 | Providing and fixing PVC holder bat clamps of approved design to PVC rain water pipe embedded in and including cement concrete blocks 10x10x20cm (Ten into ten into twenty centimetre) of 1:2:4(One cement: Two sand: Four graded crushed stone aggregate 20mm (Twenty millimetre) nominal size and cost of cutting holes and making good the walls etcetera including carriage of material within all leads, lifts and other incidentals as per approved drawing, design and as directed by the Engineer-in-Charge. |  | 180 |  |  | Each | 0
Numbers
70 | Providing and fixing flashing 38cm (Thirty eight centimetre) overall with 0.60mm (Zero point six zero millimetre) thick prepainted sheet in roofing with hot dipped metalic zinc coated sheet with top coat of regular modified polyster organic coating of 20 (Twenty) microns over 5 (Five) microns primer coating (+) plus back coat of polyster of 5 (Five) microns over 5 (Five) microns primer coating including fixing with prepainted self drilling and taping iron J or L hooks, bolts and nuts 6mm (Six millimetre) dia meter and prepainted G.I. limpet and bitumen washers complete with all accessories as required as per specifications, approved drawing, design and as per the direction of Engineer-in-charge including carriage of material within all leads, lifts and other incidentals. The rate is inclusive of octroi, royality, Malkana, Toll tax, sale tax, GST and any other taxes imposed by the Government. |  | 22.28 |  |  | Per running metre | 0
Running metres
71 | Providing and fixing coloured anodised aluminium work for frame of doors, windows, ventilators and glazed partitions of Jindal/Hindalco aluminium with extruded built up standard tubular and other sections of approved make conforming to IS 733 and IS:1285 anodised transparent or dyed to required shade according to IS : 1868. (Minimum anodic coating of grade AC-15) fixed with rawl plugs and screws or with fixing clips, or with expansion hold fastners including necessary filling up of gaps at junctions, at top, bottom and sides with required PVC/neoprene felt etcetera. Aluminium sections shall be smooth, rustfree, straight, mitred and jointed mechanically where ever required including cleat angle, aluminium snap beading for glazing/panelling C.P. brass/stainless steel screws all complete as per architectural drawings specifications, , design and as per the directions of Engineer-in-charge including carriage of material within all leads, lifts and other incidentals. The rate is inclusive of octroi, royality, Malkana, Toll tax, sale tax, GST and any other taxes imposed by the Government. |  | 6134.62 |  |  | Per Kilo- gram | 0
Kilo-grams
72 | Providing and fixing gl;azing in aluminium doors, windows, ventilators and portion etcetera with PVC/Neoprene gasket complete as per acrhitectural, drawing, design and specifications, s. Cost of aluminium snap beading shall be paid for basic item) Glazing of Modi Gaurd/Saint Gobain with plain glass pane of 5mm (Five pont zero zero millemetre) thick (Weight not less tan 13.00 Kg/cm2 (Thirteen kilogramme per square mentre) as per specifications, approved drawing, design as per entire satisfaction of Engineer-in-charge including carriage of material within all leads, lifts and other incidentals. The rate is inclusive of octroi, royality, Malkana, Toll tax, sale tax, GST and any other taxes imposed by the Government. |  | 209.8 |  |  | Per square metre | 0
Square metres
73 | Providing and fixing coloured anodised aluminium work for shutters of doors windows & ventilators shutters of Jindal/Hindlco aluminium extrusion including providing and fixing hinges/pivots and making provisions for fixing of fittings wherever required including the cost of PVC/neoprene gasket as required (fittings and glazing/panelling shall be paid for separately)with extruded built up standard tubular and other sections of approved make conforming to IS:733 and IS:1285 anodised transparent or dyed to required shade according to IS:1868. (Minimum anodic coating of grade AC-15) fixed with rawl plugs and screws or with fixing clips, or with expansion hold fastners including necessary filling up of gaps at junctions, at top, bottom and sides with required PVC/neoprene felt etcetera. Aluminium sections shall be smooth, rustfree, straight, mitred and jointed mechanically where ever required including cleast angle, aluminium, snap beading for glazing/ panelling C.P. brass/stainless steel screws all complete for shutters Jindal shall be used as per specifications, approved drawing, design as per entire satisfaction of Engineer-in-charge including carriage of material within all leads, lifts and other incidentals. The rate is inclusive of octroi, royality, Malkana, Toll tax, sale tax, GST and any other taxes imposed by the Government. |  | 14175.19 |  |  | Per Kilo gram | 0
Kilo-grams
74 | Providing and fixing glazing in aluminium door window, ventilator/shutters and partition etcetera with PVC/ neoprens gasket etcetera complete as per the architectural drawings and the directions of Engineer-In-charge (cost of aluminium snap beading shall be paid in basic item.) Glazing of Modi Gaurd/Saint Gobin) with floated glass panes of 4.00mm (Four millimetre) thickness (weight not less than 10.50 kg/cm2 (Ten point five zero kilgrams per solid quare metre) as per architectural drawings, specifications, , design and as per the directions of Engineer-in-charge including carriage of material within all leads, lifts and other incidentals. The rate is inclusive of octroi, royality, Malkana, Toll tax, sale tax, GST and any other taxes imposed by the Government. |  | 62.51 |  |  | Per square metre | 0
Square metres
75 | Steel work welded in built up sections of TATA/SAIL on trusses and framed work including cutting, hoisting, fixing in position and applying a priming coat of red lead paint grating, framed gaurd bars, ladders, railing, brackets and similar works including carriage of material within all leads, lifts and other incidentals and further as per specifications, approved drawing, design and as directed by the Engineer-in-charge. The rate is inclusive of octroi, royality, Malkana, Toll tax, sale tax, GST and any other taxes imposed by the Government. |  | 16.85 |  |  | Per quintal | 0
Quintals
76 | Providing and fixing stair case railing with hard wood hand rail of size 75x 65 mm (Seventy five into sixty five millimetre) fixed with M.S. flat 40 x 6 mm (Forty into six millimetre) welded with M.S. (Mild steel) solid square baluster having size 19x19mm (Nineteen into nineteen millimetre) and 12x12mm (Twelve into twelve millimetre) in combination including welding, grinding, buffing, polishing and making curvature (wherever required) and fitting the same with necessary nuts and bolts complete, including fixing the railing with necessary accessories & dash fasteners, bolts etcetera of required size, on the top of the floor or the side of waist slab with suitable arrangement complete including entire carriage of material within all leads, lifts and other incidentals, as per approved specifications, , drawing, design and as directed by the Engineer-In-charge. The rate is inclusive of octroi, royality, Malkana, Toll tax, sale tax, GST and any other taxes imposed by the Government. |  | 33.4 |  |  | Per running metre | 0
Running metres
77 | Providing and fixing of hollow pipe of 50mm (Fifty millimetre) diametre hand rail slip resistant with round ended joint at two level at 75 and 90cm (Seventy five and ninety centimetres) height welded with 25mm (Twenty five millimetre) diametre hollow pipe bar baluster embedded in cement concrete 60cm (Sixty centimetres) C/C and jointing with electrical gas welding at top alongwith hand rail of hollow M.S. pipe of 50mm (Fifty millimetre) diametre SWG-16. The baluster shall be welded/jointed with each with 2 Nos M.S. flat of 50x5mm (Fifty into five millimetre) complete with applying priming coat of red lead paint and it should be extended 30cm (Thirty millimetre) beyond the top and bottom of the ramp as per detail refered drawing No 33 Job no 7704 complete including entire carriage of material within all leads, lifts and other incidentals. as per approved specifications, , drawing, design and as directed by the Engineer-In-charge. The rate is inclusive of octroi, royality, Malkana, Toll tax, sale tax, GST and any other taxes imposed by the Government. |  | 43.2 |  |  | Per running metre | 0
Running metres
78 | Painting two or more coats (excluding priming coat) with Nerolac/Asian paint on new steel and other metal surfaces with enamel paint brushing to give an even shade including cleaning the surfaces of all dirt, dust and other foreign matters including carriage of material within all leads, lifts and other incidentals as per specifications, approved drawing, design and as directed by the Engineer-in-charge. The rate is inclusive of octroi, royality, Malkana, Toll tax, sale tax, GST and any other taxes imposed by the Government. |  | 73.26 |  |  | Per square metre | 0
Square metres
79 | Applying priming coat over new wood and wood based surfaces with Nerolac/ Asian paint after and including preparing the surfaces by thoroughly cleaning oil, grease, dirt and other foreign matters sand papering and knotting with ready mixed paint brushing wood primer pink including carriage of material within all leads, lifts and other incidentals as per specifications, approved drawing, design and as directed by the Engineer-in-charge. The rate is inclusive of octroi, royality, Malkana, Toll tax, sale tax, GST and any other taxes imposed by the Government. |  | 215.73 |  |  | Per square metre | 0
Square metres
80 | Painting two or more coats (excluding priming coat) on over new wood and wood based surfaces with Nerolac/ Asian paint of approved shade including cleaning the surfaces of all dirt, dust and other foreign matters including carriage of material wthin all leads, lifts and other incidentals, as per specifications, approved drawing, design and as directed by the Engineer-in-charge. The rate is inclusive of octroi, royality, Malkana, Toll tax, sale tax, GST and any other taxes imposed by the Government. |  | 215.73 |  |  | Per square metre | 0
Square metres
81 | 6mm (Six millimetre) thick cement plasters in ceiling with cement mortar 1:3 (One cement: Three sand) for all heights in all floor including carriage of material wthin all leads, lifts and other incidentals, as per specifications, approved drawing, design and as directed by the Engineer-in-charge. The rate is inclusive of octroi, royality, Malkana, Toll tax, sale tax, GST and any other taxes imposed by the Government. |  | 1641.31 |  |  | Per square metre | 0
Square metres
82 | 15mm (Fifteen millimetre) thick cement plasters in single coat on rough side of brick/concrete/stone walls for interior plastering including arises, internal rounded angles, chamfers and or rounded angles not exceeding 80mm (Eighty millimetre) in girth and finished even and smooth with cement mortar 1:6 (One cement: Six sand) upto floor all levels including carriage of material within all leads, lifts and other incidentals, as per specifications, approved drawing, design and as directed by the Engineer-in-charge. The rate is inclusive of octroi, royality, Malkana, Toll tax, sale tax, GST and any other taxes imposed by the Government. |  | 2501.53 |  |  | Per square metre | 0
Square metres
83 | 15mm (Fifteen millimetre) thick cement plasters in single coat on fair side of brick/concrete/stone walls for interior plastering including arises, internal rounded angles, chamfers or rounded angles not exceeding 80mm (Eighty millimetre) in girth and finished even and smooth with cement mortar 1:6 (One cement: Six sand) above plinth level to floor all levels including carriage of material within all leads, lifts and other incidentals, as per specifications, approved drawing, design and as directed by the Engineer-in-charge. The rate is inclusive of octroi, royality, Malkana, Toll tax, sale tax, GST and any other taxes imposed by the Government. |  | 2501.53 |  |  | Per square metre | 0
Square metres
84 | 15mm (Fifteen millimetre) thick cement plasters in single coat on fair side of brick/concrete/stone walls for exterior plastering including arises, internal rounded angles, chamfers or rounded angles not exceeding 80mm (Eighty millimetre) in girth and finished even and smooth with cement mortar 1:5 (One cement: Five sand) above plinth level to floor all levels including carriage of material within all leads, lifts and other incidentals, as per specifications, approved drawing, design and as directed by the Engineer-in-charge. The rate is inclusive of octroi, royality, Malkana, Toll tax, sale tax, GST and any other taxes imposed by the Government. |  | 2003.4 |  |  | Per square metre | 0
Square metres
85 | 20mm (Fifteen millimetre) thick cement plasters with groove as per pattern in two coats backing coat 10mm (Ten millimetre) and finishing coat 10mm (Ten millimetre) on fair side of brick/concrete/stone walls for exterior plastering including arises, internal rounded angles, chamfers or rounded angles not exceeding 80mm (Eighty millimetre) in girth and finished even and smooth with cement mortar 1:5 (One cement: Five sand) above plinth level to floor all levels including carriage of material within all leads, lifts and other incidentals, as per specifications, approved drawing, design and as directed by the Engineer-in-charge. The rate is inclusive of octroi, royality, Malkana, Toll tax, sale tax, GST and any other taxes imposed by the Government. |  | 310.35 |  |  | Per square metre | 0
Square metres
86 | 15mm (Fifteen millimetre) thick cement mortarraised band laid 10cm (Ten centimetre) wide in cement mortar 1:4 (One cement: Four sand) above plinth level to floor all levels including carriage of material within all leads, lifts and other incidentals, as per specifications, approved drawing, design and as directed by the Engineer-in-charge. The rate is inclusive of octroi, royality, Malkana, Toll tax, sale tax, GST and any other taxes imposed by the Government. |  | 1030 |  |  | Per running metre | 0 | 46247
|  |  | Running metres |  |  |  |  | 46247
87 | Providing 15mm (Fifteen millimetre) thick Cement plaster in single coat on fair side of brick/ stone masonry for interior plastering upto floor all level including arrises,internal rounded angles, chamfers and rounded angles not exceeding 80mm (Eighty millimetre) thick in girth and finished even and smooth with cement mortar 1:3 (1 Cement :3 sand) including entire carriage of material within all leads, lifts and other incidentals. as per approved specifications, drawing, design and as directed by the Engineer-In-charge. The rate is inclusive of octroi, royality, Malkana, Toll tax, sale tax, GST and any other taxes imposed by the Government. |  | 70.71 |  |  | Per square metre | 0
Square metres
88 | Providing and fixing 0.60mm (Zero decimal Six Zero millimetre) thick prepainted steel sheet of TATA Durashine/Sail ISI marked-2-1201 in roofing with hot dipped metalic zinc coated sheet with top coat of regular modified polyster (RMP) organic coating of 20 (Twenty) microns over 5 (Five) microns primer coating to back coat of polyster of 10 (Ten) microns over 5 (Five) microns primer coating including fixing with prepainted iron J or L hooks,bolts and nuts 6mm (Six millimetre) diametre with prepainted limpet and rubber washers complete with all accessories as required including carriage of material within all leads, lifts of material and other incidentals and further as per specifications, approved architectural drawing, design and as directed by the Engineer-in-charge. The rate is inclusive of octroi, royality, Malkana, Toll tax, sale tax, GST and any other taxes imposed by the Government. |  | 550.67 |  |  | Per square metre | 0
Square metres
89 | Providing and fixing aluminium anodised powder coated Grill 8mm (Eight millimetre) thick of required pattern in existing frames of windows and vantilators with screws nuts and bolts etcetera including carriage of material within all leads, lifts and other incidentals and further as per specifications, approved drawing, design and as directed by the Engineer-in-charge. The rate is inclusive of octroi, royality, Malkana, Toll tax, sale tax, GST and any other taxes imposed by the Government. |  | 54.93 |  |  | Per Square metre | 0
Square metres
90 | Providing and fixing M.S. grills (ornamental) of required patterns in boundary walls etcetera with M.S. Flats, square or round bars and fixing with bolts and nuts or by screws including carriage of material within all leads, lifts and other incidentals and further as per specifications, approved drawing, design and as directed by the Engineer-in-charge. The rate is inclusive of octroi, royality, Malkana, Toll tax, sale tax, GST and any other taxes imposed by the Government. |  | 945 |  |  | Per kilo-grams | 0
Kilograms
91 | Applying Birla J.K. white wall care putty over plaster surface after thoroughly brushing the surface free from mortar dropings, dust, loose material and other foreign matters, sand papered smooth to give final matt finish to the surface complete including entire carriage of material within all leads, lifts and other incidentals as per specifications, approved drawing, design and as directed by the Engineer-in-charge. The rate is inclusive of octroi, royality, Malkana, Toll tax, sale tax, GST and any other taxes imposed by the Government. |  | 8073.83 |  |  | Per square metre | 0
Square metres
92 | Wall painting (two or more coats) with satin enamel paint of Asian Paint/Dulux/ Nerolac of approved shade on undecorated concrete/stone/plastered wall surfaces to give an even shade including thoroughly brushing the surface free from mortar droppings and other foreign matter and sand papered smooth including applying of putty as required for making the surface smoothing including carriage of material within all leads, lifts and other incidentals as per specifications, approved drawing, design and as directed by the Engineer-in-Charge. The rate is inclusive of octroi, royality, Malkana, Toll tax, sale tax, GST and any other taxes imposed by the Government. |  | 780.85 |  |  | Per square metre | 0
Square metres
93 | Distempering (two or more coats) with acrylic distemper of Nerolac/Asian of approved brand and of required shade on undecorated wall surfaces to give an even shade over and including a priming coat with distemper primer of approved brand and manufacture after thoroughly brushing the surface free from mortar droppings and other foreign matters and also including preparing the surface even and sand papered smooth including carriage of material within all leads, lifts and other incidentals as per specifications, approved drawing, design and as directed by the Engineer-in-charge. The rate is inclusive of octroi, royality, Malkana, Toll tax, sale tax, GST and any other taxes imposed by the Government. |  | 6284.47 |  |  | Per square metre | 0
Square metres
94 | Distempering (two or more coats) with oil bound washable distemper Nerolac/Asian of approved brand and of required shade on undecorated wall surfaces to give an even shade over and including a priming coat with distemper primer of approved brand and manufacture after thoroughly brushing the surface free from mortar droppings and other foreign matters and also including preparing the surface even and sand papered smooth including carriage of material within all leads, lifts and other incidentals as per specifications, approved drawing, design and as directed by the Engineer-in-charge. The rate is inclusive of octroi, royality, Malkana, Toll tax, sale tax, GST and any other taxes imposed by the Government. |  | 1626.62 |  |  | Per square metre | 0
Square metres
95 | Wall painting (two coats) with weather proof exterior emulsion paint of Asian/Nerolac of required shade on undecorated wall surfaces to give an even shade including thoroughly brushing the surface free from mortar droppings and other foreign matter and sand papered smooth including applying of putty as required for making the surface complete including carriage of material within all leads, lifts and other incidentals as per specifications, approved drawing, design and as directed by the Engineer-in-Charge. The rate is inclusive of octroi, royality, Malkana, Toll tax, sale tax, GST and any other taxes imposed by the Government. |  | 1402.79 |  |  | Per square metre | 0
Square metres
96 | Finishing wall (Two or more coats) with Ultra stone 3C OF Ultra tek or fine Dune/ natural grit of Heritage having coating thickness 1.5mm (One point five millimetre) of approved brand and manufacture and of required shade on un-decorated wall surfaces external finishing to give an even shade after thoroughly brushing the surfaces to remove all dirt, dust and remains of lose powdered materials complete including carriage of material within all leads, lifts and other incidentals as per specifications, approved drawing, design and as directed by the Engineer-in-Charge. The rate is inclusive of octroi, royality, Malkana, Toll tax, sale tax, GST and any other taxes imposed by the Government. |  | 811.3 |  |  | Per square metre | 0
Square metres
97 | Providing plinth protection of 75mm (Seventy five millimetre) thick bed of dry brick/stone aggregate 40mm (Forty millimetre) nominal sizes well rammed and consolidated and grouted with fine sand including preparation of ground complete including carriage of material within all leads, lifts of material and other incidentals as per specifications, approved drawing, design and as directed by the Engineer-in-charge. The rate is inclusive of octroi, royality, Malkana, Toll tax, sale tax, GST and any other taxes imposed by the Government. |  | 74.48 |  |  | Per square metre | 0
Square metres
98 | Providing plinth protection 50mm (Fifty millimetre) thick cement with concrete 1:3:6 (One cement : three sand : six graded crushed stone aggregate 20mm (Twenty millimetre) nominal size) including finishing the top surfaces of concrete smooth including carriage of material within all leads, lifts of material and other incidentals as per specifications, approved drawing, design and as directed by the Engineer-in-charge. The rate is inclusive of octroi, royality, Malkana, Toll tax, sale tax, GST and any other taxes imposed by the Government. |  | 74.48 |  |  | Per square metre | 0
Square metres
99 | Construction of Cement Concrete covered drain in cement concrete 1:3:6 (One cement : three sand : six graded crushed stone aggregate 20mm (Twenty millimetre) nominal size) including earth work, shuttering and cast in-situ RCC slab over drain and cement concrete flooring 1:2:4 (One cement : two sand : four graded crushed stone aggregate) and finished with a floating cost of neat cement complete as per standard drawing /design complete including carriage of material within all leads, lifts of material and other incidentals as per specifications, approved drawing, design and as directed by the Engineer-in-charge. The rate is inclusive of octroi, royality, Malkana, Toll tax, sale tax, GST and any other taxes imposed by the Government. |  | 82.76 |  |  | Per running metre | 0
Running metres
100 | Providing and fixing factory made PVC door frame single rebate of approved colour of size 50x47mm (Fifty into forty seven millimetre) with a wall thickness of 5mm (Five millimetre) made out of extruded 5mm (Five millimetre) rigid PVC foam sheet heat bend & mitred at corners and jointed with 2 (Two) Nos. of 150 mm (One hundred fifty millimetre) long brackets of 15mmx15mm (Fifteen into fifteen millimetre) M.S. square tube, the vertical door profiles to be reinforced with 19mmx19mm (Nineteen into nineteen millimetre) M.S. square tube of 19 (Nineteen) gauge EPDM rubber gasket weather seal to be provided throughout the frame including fixing of door frame to wall with M.S. screws 100mm (One hundred millimetre) long with wooden or rawl plug emedded in masonry complete including carriage of material within all leads, lifts and other incidentals as per specifications, approved drawing, design and as directed by the Engineer-in-charge. The rate is inclusive of octroi, royality, Malkana, Toll tax, sale tax, GST and any other taxes imposed by the Government. |  | 29.21 |  |  | Per square metre | 0
Square metres
101 | Steel work welded in built up sections of TATA/SAIL on trusses and framed work including cutting, hoisting, fixing in position and applying a priming coat of red lead paint in trusses and trussed purlins, beams, joists, channels, angles, tees flat with connecting plates or angle cleats as in main and cross beams, hips, jack rafters, purlins connect to common rafters and the like including carriage of material within all leads, lifts and other incidentals and further as per specifications, approved drawing, design and as directed by the Engineer-in-charge. The rate is inclusive of octroi, royality, Malkana, Toll tax, sale tax, GST and any other taxes imposed by the Government. |  | 123.9 |  |  | Per quintal | 0
Quintals
102 | Providing and fixing ridges or hips 60cm (Sixty centimetre) over all with 0.60mm (Zero decimal Sixty millimetre) thick prepainted steel sheet of TATA Durashine/Sail ridges (Factory made) shall having proper Gola/Shape with hot dipped metallic Zinc coated sheet with top coat of regular modified polyester (RMP) organic coating of 20 (Twenty) microns over 5 (Five) microns primer coating plus back coat of polyester of 5 (Five) microns over 5 (Five) microns primer coating including fixing with prepainted J or L hooks, bolts and nuts 6mm (Six millimetre) diametre with prepainted G.I. limpet and bitumen washers complete with all accessories as required including carriage of material within all leads, lifts and other incidentals and further as per specifications, approved architectural drawing, design and as directed by the Engineer-in-charge. The rate is inclusive of octroi, royality, Malkana, Toll tax, sale tax, GST and any other taxes imposed by the Government. |  | 74 |  |  | Per running metre | 0 |  | 0
Running metres
103 | Providing and fixing valleys 90cm (Ninety centimetre) over all over all with 0.60mm (Zero decimal Sixty millimetre) thick prepainted sheet of TATA Durashine/Sail in roofing with hot dipped metallic Zinc coated sheet with top coat of regular modified polyester organic coating of 20 (Twenty)microns primer coating back coat of polyster of 5 (Five) microns over 5 (Five) microns primer coating including fixing with prepainted iron J or L hooks, bolts and nuts 6mm (Six millimetre) diametre with prepainted G.I. limpet and bitumen washers complete with all accessories as required including carriage of material within all leads, lifts and other incidentals, as per approved specifications, drawing, design and as directed by the Engineer-in-charge. The rate is inclusive of octroi, royality, Malkana, Toll tax, sale tax, GST and any other taxes imposed by the Government. |  | 10 |  |  | Per running metre | 0
Running metres
104 | Providing and fixing PGI sheet gutters size 300 mm (Three hundred millimetre) wide 300mm (Three hundred millimetre) deep fixing with bolts nuts bitumen washers etcetera and flat iron brackets having dome shape grating of M.S. flat 25x5/6 mm (Twenty five into five/six millimetre) ofsquare / round bar and 6mm (Six millimetre) dia bars in dome to avoid blockage complete including making necessary connections with rain water pipe complete as per design approved specifications, drawing, design and as directed by the Engineer-in-charge. The rate is inclusive of octroi, royality, Malkana, Toll tax, sale tax, GST and any other taxes imposed by the Government. |  | 106.4 |  |  | Per running metre | 0
Running metres
105 | Providing and fixing plain M.S. (mild steel) B.P. sheet 2mm (Two millimetre) thick fixed in eaves board/ceiling/cutting soffits/ceiling including jointing with gas/electric welding in position and applying a coat of red lead primer complete (base member of steel work is to be measured and paid for separately) including carriage of material within all leads, lifts and other incidentals as per specifications, approved drawing, design and as directed by the Engineer-in-charge. The rate is inclusive of octroi, royality, Malkana, Toll tax, sale tax, GST and any other taxes imposed by the Government. |  | 159.87 |  |  | Per square metre | 0
Square metres
106 | Providing and fixing 100 mm (One hundred millimetre) dia M.S. (Mild steel) pipe to be fixed with base plate 8mm (Eight millimetre) thick in porch including a coat of red oxide as primer complete as per design approved specifications, drawing, design and as directed by the Engineer-in-charge. The rate is inclusive of octroi, royality, Malkana, Toll tax, sale tax, GST and any other taxes imposed by the Government. |  | 21 |  |  | Per running metre | 0
Running metres
107 | Providing and fixing IRC fabric Jali having 25mmx25mm (Twenty five into twenty five millimetre) square to be fixed in panel of openable shutters of Gabla windows in roof complete including carriage of material within all leads, lifts and other incidentals as per specifications, approved drawing, design and as directed by the Engineer-in-charge. The rate is inclusive of octroi, royality, Malkana, Toll tax, sale tax, GST and any other taxes imposed by the Government. |  | 25.5 |  |  | Per square metre | 0
Square metres
108 | Providing and fixing side hung window steel glazed doors, windows and ventilators shutters of standard rolled steel jointed, mitred and welded with 16x3.15mm (Sixteen into three point fifteen millimetre) lugs 10cm (Ten centimetres) long embedded in cement concrete blocks 15x10x10cm (Fifteen into ten into ten centimetres) size of 1:3:6 (One cement :- three sand : six graded crushed stone agrregate) with wooden plugs and screws in rawl plugs and screws or fixing with clibs with bolts and nuts as required and iron fitting including providing and fixing of glass panes 5mm (Five milimetre) thick with glazing clips and special metal sash putty of approved make including applying a priming coat of red lead paint etcetera complete including carriage of material within all leads, lifts and other incidentals as per specifications, approved drawing, design and as directed by the Engineer-in-charge. The rate is inclusive of octroi, royality, Malkana, Toll tax, sale tax, GST and any other taxes imposed by the Government. |  | 20.5 |  |  | Per square metre | 0
Square metres
109 | Providing and laying Johnson Endura Tactiles (Buttons) warning tiles with raised dots of nominal 35mm (Thirty five millimetre) diametre base of size 30x30cm (Thirty into thirty centimetres) of approved shade in flooring treads of steps and landing etcetera laid over 12mm (Twelve millimetre) thick cement mortar 1:3 (One cement : three sand) and jointing with cement slurry with pigment to match the shade of tiles complete including carriage of material within all leads, lifts and other incidentals as per specifications, approved drawing, design and as directed by the Engineer-in-charge. The rate is inclusive of octroi, royality, Malkana, Toll tax, sale tax, GST and any other taxes imposed by the Government. |  | 50 |  |  | Per square metre | 0
Square metres
110 | Providing and laying Johnson Endura Tactiles (Buttons) position tiles with raised dots of nominal 23mm (Twenty three millimetre) diametre base of size 30x30cm (Thirty into thirty centimetres) of approved shade in flooring treads of steps and anding etcetera laid over 12mm (Twelve millimetre) thick cement mortar 1:3 (One cement : three sand) and jointing with cement slurry with pigment to match the shade of tiles complete including carriage of material within all leads, lifts and other incidentals as per specifications, approved drawing, design and as directed by the Engineer-in-charge. The rate is inclusive of octroi, royality, Malkana, Toll tax, sale tax, GST and any other taxes imposed by the Government. |  | 30 |  |  | Per square metre | 0
Square metres
111 | Providing and laying Johnson Endura Tactiles (Buttons) directional tiles of required size and shade in flooring treads of steps and ramps landing etcetera laid over 12mm (Twelve millimetre) thick cement mortar 1:3 (One cement : three sand) and jointing with cement slurry with pigment to match the shade of tiles complete including carriage of material within all leads, lifts and other incidentals as per specifications, approved drawing, design and as directed by the Engineer-in-charge. The rate is inclusive of octroi, royality, Malkana, Toll tax, sale tax, GST and any other taxes imposed by the Government. |  | 75 |  |  | Per square metre | 0
Square metres
112 | Providing weepholes in brick masonry/stone masonry, plain/reinforced concrete abutment, wing wall, return wall with 100 mm (One hundred millimetre) diametre PVC pipe of supereme/Finolex extending through the full width of the structures with slope of 1(V):20(H) towards drainage face complete as per drawing and technical specifications, clauses 614, 709, 1204.3.7 complete including carriage of material within all leads, lifts and other incidentals as per specifications, approved drawing, design and as directed by the Engineer-in-charge. The rate is inclusive of octroi, royality, Malkana, Toll tax, sale tax, GST and any other taxes imposed by the Government. |  | 48 |  |  | Each | 0
Numbers
113 | Backfilling behind abutment, wing wall and return wall complete as per drawings and technical specification Clause 1204.3.8, including carriage of material within all leads, lifts and other incidentals and as directed by the Engineer-in-charge. The rate is inclusive of octroi, royality, Malkana, Toll tax, sale tax, GST and any other taxes imposed by the Government. |  | 188.8 |  |  | Per cubic metre | 0
Cubic metres
114 | Construction of embankment with approved materials obtained from borrow pits free from Pebbles/Stones with a lift upto 1.5m (One point five meters) transport to sill spreading grading to required slope and compacted to meet requirement of Tables 300.1 and 300.2 with a lead upto 1000m (One thousand meters) as per Technical Specification Clause 301.5, complete including carriage of material within all leads, lifts and other incidentals as per specifications, approved drawing, design and as directed by the Engineer-in-charge. The rate is inclusive of octroi, royality, Malkana, Toll tax, sale tax, GST and any other taxes imposed by the Government. |  | 94.8 |  |  | Per cubic metre | 0
Cubic metres
|  |  | TOTAL : - |  |  |  | 0
ENVIRONMENT COMPONENT
115 | Providing and fixing/hanging 600x300mm (Six hundred into three hundred millimetre) size Sun-board with hanging arrangement, direction and place identification retro/reflectorised sign, made of acrylic plastic/PVC sheet thickness 4mm to 6mm with the mounting of vinyl prints complete including carriage of material within all leads, lifts and other incidentals as per specifications, approved drawing, design and as directed by the Engineer-in-charge. The rate is inclusive of octroi, royality, Malkana, Toll tax, sale tax, GST and any other taxes imposed by the Government. |  | 42 |  |  | Each | 0
Number
116 | Air quality one location of construction of site, thrice a year One sample pre construction and 6 (six) sample during construction phase total 7 (seven) sample complete including carriage of material within all leads, lifts and other incidentals as per specifications, approved drawing, design and as directed by the Engineer-in-charge. The rate is inclusive of octroi, royality, Malkana, Toll tax, sale tax, GST and any other taxes imposed by the Government. |  | 7 |  |  | Per sample | 0
Sample
117 | Water quality-one ground water sample drain construction site (One sample pre construction and 6 (Six) sample during construction phase total 7 (seven) sample) complete including carriage of material within all leads, lifts and other incidentals as per specifications, approved drawing, design and as directed by the Engineer-in-charge. The rate is inclusive of octroi, royality, Malkana, Toll tax, sale tax, GST and any other taxes imposed by the Government. |  | 7 |  |  | Per sample | 0
Sample
118 | Noise quality-one location at project site (One sample pre construction and 6 (Six) sample during construction phase total 7 (seven) sample) complete including carriage of material within all leads, lifts and other incidentals as per specifications, approved drawing, design and as directed by the Engineer-in-charge. The rate is inclusive of octroi, royality, Malkana, Toll tax, sale tax, GST and any other taxes imposed by the Government. |  | 7 |  |  | Per sample | 0
Sample
119 | Air quality-one location at RLC site, during the defect liability period complete including carriage of material within all leads, lifts and other incidentals as per specifications, approved drawing, design and as directed by the Engineer-in-charge. The rate is inclusive of octroi, royality, Malkana, Toll tax, sale tax, GST and any other taxes imposed by the Government. |  | 3 |  |  | Per sample | 0
Sample
120 | Water quality one ground water sample at RLC site, during the defect liability period complete including carriage of material within all leads, lifts and other incidentals as per specifications, approved drawing, design and as directed by the Engineer-in-charge. The rate is inclusive of octroi, royality, Malkana, Toll tax, sale tax, GST and any other taxes imposed by the Government. |  | 3 |  |  | Per sample | 0
Sample
121 | Noise quality one location at RLC site, during the defect liability period including carriage of material within all leads, lifts and other incidentals as per specifications, approved drawing, design and as directed by the Engineer-in-charge. The rate is inclusive of octroi, royality, Malkana, Toll tax, sale tax, GST and any other taxes imposed by the Government. |  | 3 |  |  | Per sample | 0
Sample
|  |  | TOTAL : - |  |  |  | 0
WATER SUPPLY & SANITARY INSTALLATION :-
122 | Providing and fixing 1620 (20mm (Twenty millimetre) Outer diameters pipe Polythyelene – Aluminium -Polyethylene (PE-AL-PE) composite pressure pipe Kitec /Kisan U.V. stabilized with carbon black Conforming to IS-15450-2004 for water supply including clamp at 1m (One metre) spacing, cutting, fixing and making good the wall etcetera but excluding the cost of fittings (internal work) pipes exposed on wall including filling the joints with approved adhesive complete as per specifications, approved drawing, design and including entire carriage of material within all leads lifts and other incidentals. The rate is inclusive of octroi, royality, Malkana, Toll tax, sale tax, GST and any other taxes imposed by the Government. |  | 402.45 |  |  | Per running metre | 0
Running metres
123 | Providing and fixing polythelene aluminium polythelene ( P:E) AEPE composite pressure pipe uv stabilized with carbon block confiriming to IS : 15450-2008 kitec composite fitting of Kiec/Kisan including filling the joints with approved adhesive complete including carriage of material within all leads, lifts of material and other incidentals as per specifications, approved drawing, design and as directed by the Engineer-in-charge. The rate is inclusive of octroi, royality, Malkana, Toll tax, sale tax, GST and any other taxes imposed by the Government.
123.01 | 1620 (One thousand six hundred twenty) 20mm (Twenty millimetre) |  | 96 |  |  | Each | 0
Numbers
123.02 | 1620 (One thousand six hundred twenty) 20mm (Twenty millimetre) Equal Elbow |  | 78 |  |  | Each | 0
Numbers
123.03 | 1620 (One thousand six hundred twenty) 20mm (Twenty millimetre) Female Tee |  | 124 |  |  | Each | 0
Numbers
123.04 | 1620 x 20 mm (One thousand six hundred twenty into twenty millimetre) thread Female Elbow |  | 86 |  |  | Each | 0
Numbers
123.05 | 1620 x 20 mm (One thousand six hundred twenty into twenty millimetre) thread Male thread Connector |  | 82 |  |  | Each | 0
Numbers
123.06 | 1620 x 20 mm (One thousand six hundred twenty into twenty millimetre) thread female thread connector |  | 41 |  |  | Each | 0
Numbers
123.07 | 1620 x 15 mm (One thousand six hundred twenty into fifteen millimetre) Coupler |  | 44 |  |  | Each | 0
Numbers
124 | Providing and fixing to wall ceiling and floor ISI marked 15 mm (Fifteen millimetre) nominal bore mild steel tube (medium grade) tube fittings and clamps including making good the wall, ceiling and floor in all heights/floor level, filling the joints with approved adhesive complete including carriage of material within all leads, lifts and other incidentals as per specifications, approved drawing, design and as directed by the Engineer-in-charge. The rate is inclusive of octroi, royality, Malkana, Toll tax, sale tax, GST and any other taxes imposed by the Government. |  | 30 |  |  | Per running metre | 0
Running metres
125 | Providing and fixing to wall ceiling and floor ISI marked 20 mm (Twenty millimetre) nominal bore mild steel tube (medium grade) tube fittings and clamps including making good the wall, ceiling and floor in all heights/floor level, filling the joints with approved adhesive complete including carriage of material within all leads, lifts and other incidentals as per specifications, approved drawing, design and as directed by the Engineer-in-charge. The rate is inclusive of octroi, royality, Malkana, Toll tax, sale tax, GST and any other taxes imposed by the Government. |  | 35 |  |  | Per running metre | 0
Running metres
126 | Making connection of galvanized mild steel distribution branch with galvanized mild steel main 20mm to 40nmm (Twenty millimetre to Forty millimetre)nominal bore by providing and fixing tees including cutting and threading the pipe complete including carriage of material within all leads, lifts and other incidentals as per specifications, approved drawing, design and as directed by the Engineer-in-charge. The rate is inclusive of octroi, royality, Malkana, Toll tax, sale tax, GST and any other taxes imposed by the Government. |  | 1 |  |  | Each. | 0
Number
127 | Providing and fixing in trenches P.V.C. Supreme/Kitec pipe class "A" soil, waste and ventilating pipes fixing with adhesive mixure complete 4.6mm (Four point Six milliemtres) thick including carriage of material within all leads, lifts and other incidentals as per specifications, approved drawing, design and as directed by the Engineer-in-charge. The rate is inclusive of octroi, royality, Malkana, Toll tax, sale tax, GST and any other taxes imposed by the Government.
127.01 | 160mm (One hundred sixty milimetre) nominal bore / diametre |  | 265.2 |  |  | Per running metre | 0
Running metres
127.02 | 110mm (One hundred ten millimetre) nominal bore / diametre |  | 403.2 |  |  | Per running metre | 0
Running metres
128 | Providing and fixing P.V.C. holder bat clamps ISI marked of approved design with steel screws and rawl plugs etcetera complete including carriage of material within all leads, lifts and other incidentals as per specifications, approved drawing, design and as directed by the Engineer-in-charge. The rate is inclusive of octroi, royality, Malkana, Toll tax, sale tax, GST and any other taxes imposed by the Government.
128.01 | 160mm (One hundred sixty milimetre) nominal bore / diametre |  | 37 |  |  | Each | 0
Numbers
128.02 | 110mm (One hundred ten millimetre) nominal bore / diametre |  | 37 |  |  | Each | 0
Numbers
129 | Providing and fixing P.V.C. plain bend of Supreme/Kitec accessories for sewerage pipe conforming to IS No. 14735-99 including fixing with approved adhesive complete including carriage of material within all leads, lifts and other incidentals as per specifications, approved drawing, design and as directed by the Engineer-in-charge. The rate is inclusive of octroi, royality, Malkana, Toll tax, sale tax, GST and any other taxes imposed by the Government.
129.01 | 160mm (One hundred sixty milimetre) nominal bore / diametre |  | 36 |  |  | Each | 0
Numbers
129.02 | 110mm (One hundred ten millimetre) nominal bore / diametre |  | 48 |  |  | Each | 0
Numbers
130 | Providing and fixing P.V.C. Supreme/ Kishan/ Astral or equivalent tees medium class, ISI marked including fixing with approved adhesive complete including carriage of material within all leads, lifts and other incidentals as per specifications, approved drawing, design and as directed by the Engineer-in-charge. The rate is inclusive of octroi, royality, Malkana, Toll tax, sale tax, GST and any other taxes imposed by the Government.
130.01 | 160mm (One hundred sixty milimetre) nominal bore / diametre |  | 24 |  |  | Each | 0
Numbers
130.02 | 110mm (One hundred ten millimetre) nominal bore / diametre |  | 24 |  |  | Each | 0
Numbers
131 | Providing and fixing P.V.C. Supreme/ Kishan/ Astral heal rest ISI marked including fittings the joints with approved adhesive complete including carriage of material within all leads, lifts and other incidentals as per specifications, approved drawing, design and as directed by the Engineer-in-charge. The rate is inclusive of octroi, royality, Malkana, Toll tax, sale tax, GST and any other taxes imposed by the Government. | [7 empty] | 48
131.01 | 160mm (One hundred sixty milimetre) nominal bore / diametre |  | 16 |  |  | Each | 0
Numbers
131.02 | 110mm (One hundred ten millimetre) nominal bore / diametre |  | 16 |  |  | Each | 0
Numbers
132 | Providing and fixing P.V.C. Supreme/ Kishan/ Astral Collar ISI marked including fixing with approved adhesive etcetera complete including carriage of material within all leads, lifts and other incidentals as per specifications, approved drawing, design and as directed by the Engineer-in-charge. The rate is inclusive of octroi, royality, Malkana, Toll tax, sale tax, GST and any other taxes imposed by the Government. | [7 empty] | 48
132.01 | 160mm (One hundred sixty milimetre) nominal bore / diametre |  | 48 |  |  | Each | 0
Numbers
132.02 | 110mm (One hundred ten millimetre) nominal bore / diametre |  | 24 |  |  | Each | 0
Numbers
133 | Providing and fixing P.V.C. Supreme/ Kishan/ Astral cowl ISI marked including fixing with approved adhesive complete, including carriage of material within all leads, lifts and other incidentals as per specifications, approved drawing, design and as directed by the Engineer-in-charge. The rate is inclusive of octroi, royality, Malkana, Toll tax, sale tax, GST and any other taxes imposed by the Government.
133.01 | 160mm (One hundred sixty milimetre) nominal bore / diametre |  | 16 |  |  | Each | 0
Numbers
133.02 | 110mm (One hundred ten millimetre) nominal bore / diametre |  | 16 |  |  | Each | 0
Numbers
134 | Providing and fixing PVC Supreme/Kisan/Astral pipe fitting and accessories single for sewerage pipe conforming to IS No. 14735-99 of approved design complete including carriage of material within all leads, lifts and other incidentals as per specifications, approved drawing, design and as directed by the Engineer-in-charge. The rate is inclusive of octroi, royality, Malkana, Toll tax, sale tax, GST and any other taxes imposed by the Government.
134.01 | 110mm (One hundred ten millimetre) diametere PVC door tee |  | 60 |  |  | Each | 0
Numbers
134.02 | 110mm (One hundred ten millimetre) diametere PVC plain tee |  | 60 |  |  | Each | 0
Numbers
134.03 | 110x75mm (One hundred ten into Seventy five millimetre) diametere PVC floor trap |  | 65 |  |  | Each | 0
Numbers
134.04 | 40mmx1.00 mtr (Forty millimetre into One point zero zero metre) diametere PVC long bend |  | 65 |  |  | Each | 0
Numbers
134.05 | 40mm (Forty millimetre) diametere PVC Elbow |  | 65 |  |  | Each | 0
Numbers
135 | Providing and fixing 110x90mm (One hundred ten into nineteen millimetre) nominal size/diameter P.V.C. floor trap Supreme/ Kisan/ Astral ISI marked of self cleaning design including fixing with approved adhesive, cost of cutting and making good the wall and floor etc complete, including carriage of material within all leads, lifts and other incidentals as per specifications, approved drawing, design and as directed by the Engineer-in-charge. The rate is inclusive of octroi, royality, Malkana, Toll tax, sale tax, GST and any other taxes imposed by the Government. |  | 75 |  |  | Each | 0
Numbers
136 | Providing and fixing vitreous china water closet squatting pan big size No. 2011 of HINDWARE / CERA or equivalent of snow white shade (Orrisa type W.C. pan) size 58x40cm (fifty eight into forty centimetre) orissa pattern Pan No. 2071 (earth work, bed concrete, foot rest and trap to be measured and paid for separately) complete, including carriage of material within all leads, lifts and other incidentals as per specifications, approved drawing, design and as directed by the Engineer-in-charge. The rate is inclusive of octroi, royality, Malkana, Toll tax, sale tax, GST and any other taxes imposed by the Government. |  | 13 |  |  | Each | 0
Numbers
137 | Providing and fixing vitreous china water closet squatting pan of HINDWARE / CERA of snow white shade (Europeon Type) size No. 20012 (earth work, bed concrete, foot rest and trap to be measured and paid for separately) complete, including carriage of material within all leads, lifts and other incidentals as per specifications, approved drawing, design and as directed by the Engineer-in-charge. The rate is inclusive of octroi, royality, Malkana, Toll tax, sale tax, GST and any other taxes imposed by the Government. |  | 8 |  |  | Each | 0
Numbers
138 | Providing and fixing 10.00 Ltrs (Ten litres) capacity PVC low level flushing cistern Hindware/Cera/ Jaquar of star white ISI marked No. 7231 with a pair of C.I. or M.S. brackets with fittings such as lead valve less siphon, 15mm (Fifteen millimetre) nominal size brass ball valve with polythene float, C.P. brass handles, unions and couplings for connection with inlet, outlet and over flow pipe, 40mm (Forty millimetre) diametres C.P. flush bend including cutting holes in walls and making good the same and connecting the flush bend with cistern and closet for (over flow pipe to be measured and paid for separately) complete, including carriage of material within all leads, lifts and other incidentals as per specifications, approved drawing, design and as directed by the Engineer-in-charge. The rate is inclusive of octroi, royality, Malkana, Toll tax, sale tax, GST and any other taxes imposed by the Government. |  | 21 |  |  | Each | 0
Numbers
139 | Providing and fixing 110mm (One hundred ten millimetre) nominal bore P or S traps for water closet (squatting pan) including jointing the trap with pan and soil pipe in cement mortar 1:1 (One cement : One sand) complete including carriage of material within all leads, lifts and other incidentals as per specifications, approved drawing, design and as directed by the Engineer-in-charge. The rate is inclusive of octroi, royality, Malkana, Toll tax, sale tax, GST and any other taxes imposed by the Government. |  | 13 |  |  | Each | 0
Number
140 | Providing and fixing plastic seat (Solid type) and cover for wash down water closet with C.P. brass hinges and rubber buffers matching with shade of European W.C. pan including entire carriage of material within all leads, lifts and other incidentals as per specifications, approved drawing, design and as directed by the Engineer-in-charge. The rate is inclusive of octroi, royality, Malkana, Toll tax, sale tax, GST and any other taxes imposed by the Government. |  | 8 |  |  | Each | 0
Numbers
141 | Providing and fixing vitreous china urinal including connection the urinal snow whie shade with waste pipe by means of white lead mixed with chopped hemp large flat back small No. 60001 with auto flush Hindware/Cera/Jaquar of star white/Snow white shadetype Snow white shade of size 39x37.5x59cm (Thirty nine into Thirty seven point five into Fifty Nine ccentimetres) (Waste pipe to be measured and paisd for separetely) including entire carriage of material within all leads, lifts and other incidentals as per specifications, approved drawing, design and as directed by the Engineer-in-charge. The rate is inclusive of octroi, royality, Malkana, Toll tax, sale tax, GST and any other taxes imposed by the Government. |  | 12 |  |  | Each | 0
Numbers
142 | Providing and fixing vitreous china wash basin gariet No-10001 of Cera / Hindware Jaguar/Snow white/star white shade of having size 55x40x83cm (Fifty five into forty into eighty three centimetre) with single hole for pillar tap with C.I. or M.S. brackets painted white including cutting holes and making good the same with pedestal but excluding fittings complete including entire carriage of material within all leads, lifts and other incidentals as per specifications, approved drawing, design and as directed by the Engineer-in-charge. The rate is inclusive of octroi, royality, Malkana, Toll tax, sale tax, GST and any other taxes imposed by the Government. |  | 24 |  |  | Each | 0
Numbers
143 | Providing and fixing vitreous china wash basin Matrix of Cera / Hindware/Jaguar of approved shade having size 55x40x80cm (Fifty five into forty into eighty centimetre) with single hole for pillar tap and C.I. or M.S. brackets painted white including cutting holes and making good the same but excluding fittings including entire carriage of material within all leads, lifts and other incidentals as per specifications, approved drawing, design and as directed by the Engineer-in-charge. The rate is inclusive of octroi, royality, Malkana, Toll tax, sale tax, GST and any other taxes imposed by the Government. |  | 1 |  |  | Each | 0
Number
144 | Providing and fixing 61x45x25cm (Sixty one into forty five into twenty five centimetre) size stainless steel Kitchen sink of Hindware/Cera/ Diamand of approved standard ISI marked with drain board and C.P. waste with C.I or M.S bracket painted white including cutting holes in wall and making good the same including carriage of material within all leads, lifts and other incidentals as per specifications, approved drawing, design and as directed by the Engineer-in-charge. The rate is inclusive of octroi, royality, Malkana, Toll tax, sale tax, GST and any other taxes imposed by the Government. |  | 3 |  |  | Each | 0
Numbers
145 | Providing and fixing vitreous china pedestal I.S. marked No. 1025 Cera/Hindware of approved shade for wash basin complete with hole at the back for the resption of pipe and fitting complete including entire carriage of material within all leads, lifts and other incidentals and as per specifications, approved drawing, design and as directed by the Engineer-in-charge. The rate is inclusive of octroi, royality, Malkana, Toll tax, sale tax, GST and any other taxes imposed by the Government. |  | 25 |  |  | Each. | 0
Number
146 | Providing and fixing 32mm (Thirty two millimetre) nominal size diametre rubber plug for wash basin (Heavy duty makes ISI marked is No. 8931, 7893) including necessary fitting complete including entire carriage of material within all leads, lifts and other incidentals and as per specifications, approved drawing, design and as directed by the Engineer-in-charge. The rate is inclusive of octroi, royality, Malkana, Toll tax, sale tax, GST and any other taxes imposed by the Government. |  | 34 |  |  | Each | 0
Numbers
147 | Providing and fixing 32mm (Thirty two millimetre) diametre M.I. union for wash basin and sink complete in all respect including entire carriage of material within all leads, lifts and other incidentals as per specifications, approved drawing, design and as directed by the Engineer-in-charge. The rate is inclusive of octroi, royality, Malkana, Toll tax, sale tax, GST and any other taxes imposed by the Government. |  | 34 |  |  | Each | 0
Numbers
148 | Providing and fixing 32mm (Thirty two millimetre) diametre PVC Supreme/ Finolex primer waste pipe for wash basin or sink including check nut complete, including entire carriage of material within all leads, lifts and other incidentals as per specifications, approved drawing, design and as directed by the Engineer-in-charge. The rate is inclusive of octroi, royality, Malkana, Toll tax, sale tax, GST and any other taxes imposed by the Government. |  | 34 |  |  | Each | 0
Numbers
149 | Providing and fixing 100mm (One hundred millimetre) diametres C.P. Grating of (Heavy duty) ISI marked No. 8931 & 8934 Jal/ESS/Jaguar for gully floor or Nahni trap including entire carriage of material within all leads, lifts and other incidental as per specifications, approved drawing, design and as directed by the Engineer-in-charge. The rate is inclusive of octroi, royality, Malkana, Toll tax, sale tax, GST and any other taxes imposed by the Government. |  | 80 |  |  | Each. | 0
Numbers
150 | Providing and fixing flat back 600x450mm (Six hundred into Four hundred fifty millimetre) beveled edge mirror of ATUL/MODIGAURD of superior glass mounted on 6mm (Six millimetre) thick A.C. sheet or ply wood sheet and fixed to plugs with C.P. brass screws and washers including entire carriage of material within all leads, lifts and other incidentals as per specifications, approved drawing, design and as directed by the Engineer-in-charge. The rate is inclusive of octroi, royality, Malkana, Toll tax, sale tax, GST and any other taxes imposed by the Government. |  | 25 |  |  | Each | 0
Numbers
151 | Providing and fixing 600x20mm (Six hundred into Twenty millimetre) C.P. brass Towel rail ISI marked of Jal/Jaguar/ESS-ESS with C.P. brass brackets fixed to wooden plugs with C.P. brass screws etcetera including entire carriage of material within all leads, lifts and other incidentals as per specifications, approved drawing, design and as directed by the Engineer-in-charge. The rate is inclusive of octroi, royality, Malkana, Toll tax, sale tax, GST and any other taxes imposed by the Government. |  | 8 |  |  | Each | 0
Numbers
152 | Providing and fixing 600x120mm (Six hundred into One hundred twenty millimetre) glass shelf with C.P. brass bracket ISI marked of approved brand (Heavy duty makesof IS : No. 8931 & 8934) and guard rail complete fixed to wooden plugs with C.P. brass fitting with neccessary screws including entire carriage of material within all leads, lifts and other incidentals as per specifications, approved drawing, design and as directed by the Engineer-in-charge. The rate is inclusive of octroi, royality, Malkana, Toll tax, sale tax, GST and any other taxes imposed by the Government. |  | 25 |  |  | Each | 0
Numbers
153 | Providing and fixing C.P. brass of Jal/ESS ESS/Jaguar toilet paper holder of (Heavy duty makes ISI marked IS No. 8931 & 8934) of approved brand including neccessary fitting complete including entire carriage of material within all leads, lifts and other incidentals as per specifications, approved drawing, design and as directed by the Engineer-in-charge. The rate is inclusive of octroi, royality, Malkana, Toll tax, sale tax, GST and any other taxes imposed by the Government. |  | 21 |  |  | Each | 0
Numbers
154 | Providing and fixing 600mm x 300mm (Six hundred into three hundred millimetre) vitreous China Division Plate for Urinals Cera /Hindware/Jaguar including necessary fitting complete including entire carriage of materials within all leads, lifts and other incidentals as per specifications, approved drawing, design and as directed by the Engineer-in-charge. The rate is inclusive of octroi, royality, Malkana, Toll tax, sale tax, GST and any other taxes imposed by the Government. |  | 8 |  |  | Each | 0
Numbers
155 | Providing and fixing chromium plated jet pressure of Jaquar/Cera/Hindware including necessary fitting complete within all leads, lifts and other incidentals as per specifications, approved drawing, design and as directed by the Engineer-in-charge. The rate is inclusive of octroi, royality, Malkana, Toll tax, sale tax, GST and any other taxes imposed by the Government. |  | 8 |  |  | Each | 0
Numbers
156 | Providing and fixing 20mm (Twenty millimetre) nominal bore of Jal/Jaquar/ESS-ESS chromium plated PTMT push cock tap including necessary fitting complete within all leads, lifts and other incidentals as per specifications, approved drawing, design and as directed by the Engineer-in-charge. The rate is inclusive of octroi, royality, Malkana, Toll tax, sale tax, GST and any other taxes imposed by the Government. |  | 10 |  |  | Each | 0
Numbers
157 | Providing and fixing 15mm (Fifteen millimetre) nominal bore chromium plated fancy bib tap (Superior or heavy type) of Jal/Jagua/ESS-ESS including necessary fitting complete within all leads, lifts and other incidentals as per specifications, approved drawing, design and as directed by the Engineer-in-charge. The rate is inclusive of octroi, royality, Malkana, Toll tax, sale tax, GST and any other taxes imposed by the Government. |  | 36 |  |  | Each | 0
Numbers
158 | Providing and fixing 15mm (Fifteen millimetre) diametre C.P. brass stop cock IS marked of ESS/ Jal/ Jaquar as per specifications, including entire carriage of material within all leads, lifts and other incidentals and per as directed by the Engineer-in-charge. The rate is inclusive of octroi, royality, Malkana, Toll tax, sale tax, GST and any other taxes imposed by the Government. |  | 45 |  |  | Each | 0
Numbers
159 | Providing and fixing 15mm (Fifteen millimetre) diametres C.P. brass pillar tap with capstan head IS marked of Jal/ESS ESS/Jaguar including entire carriage of material within all leads, lifts and other incidentals as per specifications, approved drawing, design and as directed by the Engineer-in-charge. The rate is inclusive of octroi, royality, Malkana, Toll tax, sale tax, GST and any other taxes imposed by the Government. |  | 40 |  |  | Each | 0
Numbers
160 | Providing and fixing 15mm (Fifteen millimetre) diametres brass angle valve with nuts and screws IS marked of Jal/ESS ESS/Jaguar as per specifications, including entire carriage of material within all leads lifts and other incidentals, and as directed by the Engineer-in-charge. The rate is inclusive of octroi, royality, Malkana, Toll tax, sale tax, GST and any other taxes imposed by the Government. |  | 4 |  |  | Each | 0
Numbers
161 | Providing and fixing C.P. brass full way valve with wheel ISI marked of Jal/ESS ESS/Jaguar as per specifications, including entire carriage of material within all leads lifts and other incidentals, and as directed by the Engineer-in-charge. The rate is inclusive of octroi, royality, Malkana, Toll tax, sale tax, GST and any other taxes imposed by the Government.
161.01 | 15mm (Fifteen millimetre) nominal bore/ diametres |  | 4 |  |  | Each | 0
Numbers
161.02 | 20mm (Twenty millimetre) nominal bore/ diametres |  | 4 |  |  | Each | 0
Numbers
162 | Providing and fixing 15mm (Fifteen millimetre) nominal bore C.P. brass valve (Horizontal plunger type) high pressure with copper plate as per specifications, including entire carriage of material within all leads lifts and other incidentals, and as directed by the Engineer-in-charge. The rate is inclusive of octroi, royality, Malkana, Toll tax, sale tax, GST and any other taxes imposed by the Government. |  | 4 |  |  | Each | 0
Numbers
163 | Providing and fixing 15mm (Fifteen millimetre) nominal bore PVC connection pipe with brass union 45cm (Forty five Centimetre) length complete including entire carriage of material within all leads, lifts and other incidentals as per specifications, approved drawing, design and as directed by the Engineer-in-charge. The rate is inclusive of octroi, royality, Malkana, Toll tax, sale tax, GST and any other taxes imposed by the Government. |  | 40 |  |  | Each | 0
Numbers
164 | Providing and fixing P.V.C. SINTEX water storage tank (Tripple layers) having capacity of 1000 (One thousand) liters shall confirm to IS : 12701 ISI marked with G.I. (Galvanised iron) inlet and outlet connection, 15mm (Fifteen millimetre) nominal bore ball valve and mosquito proof P.V.C. cover with locking arrangment including hoisting upto all heights above ground level including entire carriage of material within all leads, lifts and other incidentals as per specifications, approved drawing, design and as directed by the Engineer-in-charge. The rate is inclusive of octroi, royality, Malkana, Toll tax, sale tax, GST and any other taxes imposed by the Government. |  | 8 |  |  | Each | 0
Numbers
165 | Providing and fixing 150mm (One hundred fifty millimetre) nominal bore/diametres to level or slopes PVC pipe Supereme/Finolex/Primer for sewerage line including jointing with approved adhesive mixture and entire carriage of material within all leads, lifts and other incidentals as per specifications, approved drawing, design and as directed by the Engineer-in-charge. The rate is inclusive of octroi, royality, Malkana, Toll tax, sale tax, GST and any other taxes imposed by the Government. |  | 100 |  |  | Per running metre | 0
Running metres
166 | Providing and laying 250mm (Two hundred fifty millimetre) nominal size cement concrete 1:5:10 (One Cement : Five Sand : Ten graded stone aggregate 40mm (Twenty millimetre) nominal size) bedding for PVC pipes of the following internal diameters, necessary form work and curing complete including entire carriage of material within all leads, lifts and other incidentals as per specifications, approved drawing, design and as directed by the Engineer-in-charge. The rate is inclusive of octroi, royality, Malkana, Toll tax, sale tax, GST and any other taxes imposed by the Government. |  | 100 |  |  | Per running metre | 0
Running metres
167 | Providing and fixing 15mm (Fifteen millimetre) nominal bore C.P. brass flush pipe /spreaders for urinal with fitting such as union, planks etcetera including cutting holes and making good the same as per specifications, including entire carriage of material within all leads lifts and other incidentals, and as directed by the Engineer-in-charge. The rate is inclusive of octroi, royality, Malkana, Toll tax, sale tax, GST and any other taxes imposed by the Government. |  | 20 |  |  | Per running metre | 0
Running metres
168 | Construction of manhole with R.C.C. top slab in 1:2:4(One cement: Two sand: Four graded crushed stone aggregate 20mm(Twenty millimetre nominal size) foundation concrete 1:4:8(One cement: Four sand: Eight graded crushed/broken stone aggregate 40mm (Forty millimetre nominal size) inside plastering 15mm (Fifteen millimetre) thick with cement mortar 1:3 (One Cement: three sand) finished with a floating coat of neat cement and making channels in cement concrete 1:2:4(One cement: Two sand: Four graded crushed stone aggregate 20mm(Twenty millimetre nominal size) finished smooth complete including curing and testing inside size 800x800mm (Eight hundred into Eight hundred millimetre) 500mm(Five hundred millimetre) deep, including C.I. cover with frame (light duty single seal pattern -I) 450x610mm (Four hundred fifty into six hundred ten millimetre) internal dimensions. Total weight of cover and frame should be 38 Kgs (Thirty eight kilogram) i.e. weight of cover 23 Kgs (Twenty three kilogram) and weight of frame 15 Kgs (Fifteen kilogram) with 300mm (Three hundred millimetre) thick walls of squared rubble masonry coursed with hard stone of approved quality in cement mortar 1:3 (one cement: three sand) including entire carriage of material within all leads, lifts and other incidentals as per specifications, approved drawing, design and as directed by the Engineer-in-charge. The rate is inclusive of octroi, royality, Malkana, Toll tax, sale tax, GST and any other taxes imposed by the Government. |  | 12 |  |  | Each | 0
Numbers
169 | Providing and fixing 40mm (Forty millimetre) dia stainless steel pipe of Grab bar at 78cm to 85cm (seventy eight to Eighty five centimetres) height with M.S. plate as per detail and position of W.C. complete for disability person etcetera including carriage of material within all leads, lifts and other incidentals and further as per specifications, approved drawing, design and as directed by the Engineer-in-charge. The rate is inclusive of octroi, royality, Malkana, Toll tax, sale tax, GST and any other taxes imposed by the Government. |  | 4 |  |  | Each | 0
Numbers
170 | Constructing brick masonry chamber for under ground C.I. inspection chamber and bends with common burnt clay building bricks in cement mortar 1:5 (One cement: Five sand) C.I. cover with frame (light duty) 455x610mm(Four hundred fifty five into Six hundred ten millimetre) internal dimensions total weight cover and frame should be 38 Kgs (Thirty eight Kilograms) i.e. weight of cover 23 Kgs (twenty three kilograms) and weight of frame 15 Kgs (Fifteen kilograms) RCC top slab with 1:2:4 (One cement: Two sand: Four graded crushed stone aggregate 20mm (Twenty millimetre nominal size) foundation concrete 1:5:10 (One cement: Five sand: Ten graded crushed/broken stone aggregate 40mm(Forty millimetre nominal size) inside plastering 15mm ( Fifteen millimetre) thick with cement mortar 1:3 ( One Cement: three sand) finished with a floating coat of neat cement on walls and bed concrete etcetera complete inside dimensions 455x610mmx450mm (Four hundred fifty five into Six hundred ten into Four hundred fifty millimetre) deep including entire carriage of materials within all leads lifts and other incidentals, and as per specification and as per directed by the Engineer-in-charge. The rate is inclusive of octroi, royality, Malkana, Toll tax, sale tax, GST and any other taxes imposed by the Government. |  | 15 |  |  | Each | 0
Numbers
171 | Construction of manhole with R.C.C. top slab in 1:2:4(One cement: Two sand: Four graded crushed stone aggregate 20mm(Twenty millimetre nominal size) foundation concrete 1:4:8(One cement: Four sand: Eight graded crushed/broken stone aggregate 40mm(Forty millimetre nominal size) inside plastering 15mm ( Fifteen millimetre) thick with cement mortar 1:3 ( One Cement: three sand) finished with a floating coat of neat cement and making channels in cement concrete 1:2:4(One cement: Two sand: Four graded crushed stone aggregate 20mm(Twenty millimetre nominal size) finished smooth complete including curing and testing inside size 800x800mm (Eight hundred into Eight hundred millimetre) 1.00 mtrs(One metre) deep, including C.I. cover with frame (light duty single seal pattern -I) 455x610mm (Four hundred fifty five into six hundred and ten millimetre) internal dimensions. Total weight of cover and frame should be 38 Kgs (Thirty eight kilogram) i.e. weight of cover 23Kgs(twenty three kilogram) and weight of frame 15 Kgs (Fifteen kilogram) with 300mm (Three hundred millimetre) thick walls of squared rubble masonry coursed with hard stone of approved quality in cement mortar 1:3 (one cement: three sand) including entire carriage of material within all leads, lifts and other incidentals as per specifications, approved drawing, design and as directed by the Engineer-in-charge. The rate is inclusive of octroi, royality, Malkana, Toll tax, sale tax, GST and any other taxes imposed by the Government. |  | 15 |  |  | Each | 0
Numbers
172 | Providing and fixing 455x610mm (Four hundred fifty five into six hundred ten millimetre) size in cast iron man hole cover with frame the weight of cover and frame 38 kg (Thirty eight kilogramme) (weight of cover 23 kg (Twenty three kilogramme) and weight of frame 15 kg (Fifteen kilogramme) ) size of man hole complete in all respect including entire carriage of materials within all leads lifts and other incidentals, and as per specification and as per directed by the Engineer-Incharge. The rate is inclusive of octroi, royality, Malkana, Toll tax, sale tax, GST and any other taxes imposed by the Government. |  | 4 |  |  | Each | 0
Numbers
173 | Providing 200 mm (Two hundred millimetre) wide cast iron rugs with chequered or rubbed non slip surface including fixing in man holes with 200x200x100 mm (Two hundred into two hundred into one hundred millimetre) cement concrete 1:3:6 (one cement :three sand :six graded /crushed stone aggregate) 20 mm (Twenty millimetre) nominal size complete in all respect including entire carriage of materials within all leads lifts and other incidentals, and as per specification and as per directed by the Engineer-Incharge. The rate is inclusive of octroi, royality, Malkana, Toll tax, sale tax, GST and any other taxes imposed by the Government. |  | 10 |  |  | Each | 0
Numbers
174 | Providing and fixing of water lifting pump of 1.00 HP (One point zero horse power) of serex/Kirloskar/Crompton/Wortington including all necessary fittings complete in all respect including entire carriage of materials within all leads lifts and other incidentals, and as per specification and as per directed by the Engineer-Incharge. The rate is inclusive of octroi, royality, Malkana, Toll tax, sale tax, GST and any other taxes imposed by the Government. |  | 1 |  |  | Each | 0
Numbers
TOTAL WATER SUPPLY & SANITARY INSTALLATION : - | [6 empty] | 0
ELECTRICAL INSTALLATION
175 | Wiring for light point / fan point / exhaust fan / call bell point with 1.5 Sq. mm. PVC insulated heat resistant flame retardant (HRFR) and low smoke single core (flexible) copper conductor cable in surface/recessed steel conduit with modular switch, modular plates, suitable G.I. box and earthing the light point with 1.5 Sq.mm. HRFRLS/PVC insulated single core copper conductor cable as required.(Make:-Finolex,KEI,Anchor,L&T )Legrand (Myrius),L&T(Oris),Anchor(Roma plus)
a | Group C. |  | 397 |  |  | Each | 0
176 | Wiring for twin control light point with 1.5 Sq. mm. PVC insulated heat resistant flame retardant (HRFR) and low smoke single core (flexible) copper conductor cable in surface/recessed steel conduit with 2-way, 5/6 amps. modular switch, modular plates, suitable G.I. box and earthing the light point with 1.5 Sq.mm. HRFRLS/PVC insulated single core copper conductor cable as required.(Make:-Finolex,KEI,Anchor,L&T )(Myrius),L&T(Oris),Anchor(Roma plus)
a | Group C. |  | 6 |  |  | Each | 0
177 | Wiring for plug with 2x2.5 Sq. mm. PVC insulated heat resistant flame retardant (HRFR) and low smoke single core (flexible) copper conductor cable in surface/recessed steel conduit along with 1 No.4 Sq.mm. HRFRLS/PVC insulated single core copper conductor cable for earthing as required.(Make:-Finolex,KEI,Anchor,L&T ) |  | 60 |  |  | Each | 0
178 | Wiring for power plug with 2x4 Sq. mm. PVC insulated heat resistant flame retardant (HRFR) and low smoke single core (flexible) copper conductor cable in surface/recessed steel conduit along with 1 No.4 Sq.mm. HRFRLS/PVC insulated single core copper conductor cable for earthing as required.(Make:-Finolex,KEI,Anchor,L&T ) |  | 288 |  |  | P/mtr. | 0
179 | Wiring for power plug with 4x4 Sq. mm. PVC insulated heat resistant flame retardant (HRFR) and low smoke single core (flexible) copper conductor cable in surface/recessed steel conduit along with 2 No.4 Sq.mm. HRFRLS/PVC insulated single core copper conductor cable for earthing as required.(Make:-Finolex,KEI,Anchor,L&T ) |  | 246 |  |  | P/mtr. | 0
180 | Wiring for circuit/sub-main with following size PVC insulated heat resistant flame retardant (HRFR) and low smoke single core (flexible) copper conductor cable in surface/recessed steel conduit along with 1 No.HRFRLS/PVC insulated single core copper conductor cable of same size for earthing as required.(Make:-Finolex,KEI,Anchor,L&T )
i | 2x2.5 Sq. mm. |  | 822 |  |  | P/mtr. | 0
ii | 2x6.0 Sq. mm. |  | 180 |  |  | P/mtr. | 0
iii | 2x10 Sq. mm. |  | 85 |  |  | P/mtr. | 0
181 | Wiring for circuit / sub-main with 4x16 Sq. mm. PVC insulated heat resistant flame retardant (HRFR) and low smoke single core (flexible) copper conductor cable in surface/recessed steel conduit along with 2 No.16 Sq.mm. (4x16+2x16) HRFRLS/PVC insulated single core copper conductor cable for earthing as required.(Make:-Finolex,KEI,Anchor,L&T ) |  | 120 |  |  | P/mtr. | 0
182 | Supplying and drawing following size of PVC insulated, heat resistant, flame retardant (HRFR) and low smoke single core (flexible) copper conductor cable in existing surface / recessed, Steel/PVC conduit as required.(Make:-Finolex,KEI,Anchor,L&T )
| 3x2.5 Sq. mm. |  | 100 |  |  | P/mtr. | 0
183 | Supplying and fixing G.I. Modular box of (140mmx78mmx50mm) size with modular plate and cover in recess including providing and fixing 5 pin 5/6 amps modular socket outlet and 5/6 amps, modular switch, connections etcetera as required.Make:-Legrand (Myrius),L&T(Oris),Anchor(Roma plus) |  | 55 |  |  | Each | 0
184 | Supplying and fixing G.I. Modular box of (140mmx78mmx50mm) size with modular plate and cover in recess including providing and fixing 6 pin 15/16 amps modular socket outlet and 15/16 amps, modular switch, connections etcetera as required..Make:-Legrand (Myrius),L&T(Oris),Anchor(Roma plus) |  | 55 |  |  | Each | 0
185 | Supplying and erection of following depth sheet metal cubical pedestal of suitable dimensions with plus-minus 5 cm variation made from (50 mm x 50 mm x 6 mm thick) M.S. angle iron frame, covered with 1.6 mm thick M.S. sheet duly welded on five sides & front side hinged, complete with locking arrangement with sufficient No. vertical and horizontal intermediate switchgear supporting members each of M.S. flat 50mmx6mm thick of suitable length duly welded. The cubical pedestal shall have cable entry box at one or two sides and 4 No. legs of 50mmx50mmx6mm thick M.S. angle iron each 60 cm long including, powder coated painting and bonding to the existing earth etcetera , the same shall be erected in the 1:2:4 cement concrete plat-form of suitable dimensions 15 cm high from ground level and 45 cm thick. The cubical pedestal shall be 15 cm from the top of cement concrete plat-form:-300 mm. deep with 1 No.MCCB four pole 250 amps. (L&T/ABB/Schneider) Sepreader 250 amps. 1 set (L&T/ABB/Schneider),VAF meter 1 No.(Nipen),C.T.coil 3 No.(Essma) ,Indicating set 2 No.(C&S),MCB 6 Amps 6 No.(L&T/ABB/Schneider),Surge protector 1 No.(Selec/Minilec),Changeover switch 63 amps.415 volts 1 No.(L&T),MCCB four pole 63 amps.6 No.(L&T/ABB/Schneider)Sepreader 63 amps.6 set (L&T/ABB/Schneider),Wire,copper bus bar,thimble,MCB Channal,Fancy lock etcetera as per ISI specifications, (EVA,Power & Control System,Supeertech make or its equivalent approved make) |  | 1 Job |  |  | P/Job
186 | Supplying and erection of 6 amps. to 32 amps. rating, 10 KA breaking capacity, 240 volts, 'C' curves, miniature circuit breaker of following poles in the existing MCB DB complete with connections etcetera as required:- (Make:-Hagger,ABB,L&T )
i | Single pole. 6 Amps.Cat-A. |  | 70 |  |  | Each | 0
ii | Single pole. 16 Amps.Cat-A. |  | 50 |  |  | Each | 0
ii | Single pole. 25 Amps.Cat-A. |  | 7 |  |  | Each | 0
187 | Supplying and erection of 40/50/63 amps rating, 10 KA breaking capacity, 240 volts, 'C' curves, miniature circuit breaker of following poles in the existing MCB DB complete with connections etcetera as required:-(Make:-Hagger,ABB,L&T )
i | Four pole. 40 Amps. |  | 3 |  |  | Each | 0
ii | Four pole. 63 Amps. |  | 5 |  |  | Each | 0
188 | Supplying and fixing following rating, Fourpole (Three phase & neutral) 415 volts, residual current circuit breaker (RCCB), having a sensitivity current up to 300 miliampers in the existing MCB DB complete with connections, testing and commissioning etcetera as required. (Make:-Hagger,ABB,L&T )
i | Four pole. 40 Amps. |  | 3 |  |  | Each | 0
ii | Four pole. 63 Amps. |  | 5 |  |  | Each | 0
189 | Supplying and erection of 40/50/63 amps rating, , 240 volts,Isolatorf following poles in the existing MCB DB complete with connections etcetera as required:-(Make:-Hagger,ABB,L&T
i | Double pole. 40 Amps.Cat-A. |  | 18 |  |  | Each | 0
ii | Double pole. 63 Amps.Cat-A. |  | 6 |  |  | Each | 0
190 | Supplying and fixing following rating, double pole (single phase & neutral) 240 volts, residual current circuit breaker (RCCB), having a sensitivity current up to 300 miliampers in the existing MCB DB complete with connections, testing and commissioning etcetera as required. (Make:-Hagger,ABB,L&T
a | 40 Amps. Cat-A. |  | 3 |  |  | Each | 0
191 | Supplying and fixing of following way, single pole and neutral sheet steel MCB distribution board PPI , 240 volts, on surface / recess, complete with tinned copper bus- bar, wire-set, neutral link, earth bar, din-bar, detachable gland plate, blanking plate, cable, identification labels interconnections, phosphatized and powder painted, including earthing etcetera as required:- (Make:-Hagger,ABB,L&T
a | Single door-12 way |  | 6 |  |  | Each | 0
192 | Supplying and fixing of following way, single pole and neutral sheet steel MCB distribution board, 240 volts, on surface / recess, complete with tinned copper bus- bar, wire-set, neutral link, earth bar, din-bar, detachable gland plate, blanking plate, cable, identification labels interconnections, phosphatized and powder painted, including (Make:-Hagger,ABB,L&T
a | Double door 8 way Cat No. PH108 DDB |  | 3 |  |  | Each | 0
b | Double door 16 way Cat No. PH116 DDB |  | 1 |  |  | Each | 0
193 | Earthing with copper earth plate 600 mmx600 mmx 3 mm thick, including accessories and providing masonry enclosure with cover plate having locking arrangement and watering pipe etcetera ( but without charcoal or coke and salt ) complete as required. |  | 2 |  |  | P/set | 0
194 | Extra for using salt and charcoal for G.I. or copper plate earth electrode complete as required. |  | 2 |  |  | P/set | 0
195 | Providing and fixing 25mm x 5mm copper strip on surface or in recess for earth connections etcetera as required. |  | 30 |  |  | P/mtr. | 0
196 | Providing and fixing of lightning conductor finial, made of 25 mm dia. 300 mm long copper tube, having single prong at top, with 85 mm dia 3 mm thick copper base plate including holes etcetera complete as required. |  | 2 |  |  | Each | 0
197 | Supplying and fixing copper tape 20mmx3mm thick on parapet or surface of wall for lightning conductor as required ( for vertical run) |  | 60 |  |  | P/mtr. | 0
198 | Supplying and fixing copper tape 20mmx3mm thick on parapet or surface of wall for lightning conductor as required ( for horizontal run) |  | 85 |  |  | P/mtr. | 0
199 | Providing and laying of one No. aluminium conductor, PVC insulated and PVC sheathed, armoured/XLPE power cable, working voltage 1100 volts grade direct in ground; to be laid 1 meter below the ground level including excavation sand cushioning, protective covering and refilling the trench etcetera of the required size:-(Make:-Finolex,KEI Havells)
a | Armoured cable 95 sq. mm (3.5 core) |  | 90 |  |  | P/mtr. | 0
200 | Providing and laying of one No. aluminium conductor, PVC insulated and PVC sheathed, armoured/XLPE power cable, working voltage 1100 volts grade direct in ground; to be laid 1 meter below the ground level including excavation sand cushioning, protective covering and refilling the trench etcetera of the required size:-(Make:-Finolex,,KEI ,Havells)
i | Armoured cable 6 sq. mm (2 core) |  | 210 |  |  | P/mtr. | 0
ii | Armoured cable 10 sq. mm (2 core) |  | 80 |  |  | P/mtr. | 0
iii | Armoured cable 16 sq. mm (4 core) |  | 30 |  |  | P/mtr. | 0
201 | Providing, Installation, testing and commissioning of ceiling fan without step type fan regulator modular, air delivery 215 m3 /min power input 30 watts speed 330 RPM,including wiring the down rods of standard length (up to 30 cm) with 16/0.20 mm twin twisted flexible, cotton braided, copper cable, including providing and fixing phenolic laminated sheet cover on the fan box and earthing etcetera as required:-( Usha-Technixplus BEE 3 Star rated model)makeUsha,Crompton,aaanchor )(Minimum BEE 3 star rating)
a | Ceiling Fan 1200 mm sweep, Category-A |  | 84 |  |  | Each | 0
202 | Providing and installation of exhaust fan of following sizes in the existing opening, including making the hole to suit the size of the above fan, making good the damages, connections, testing and commissioning etcetera as required:- (Usha - SPH Turbo HDEF 900 RPMISI ,Crompton ,Anchor)
a | Exhaust Fan, Heavy duty, 300 mm sweep |  | 11 |  |  | Each | 0
203 | Supplying and fixing of following watt LED bulk head fitting as an excellent energy efficient alternative to cfL/incandicent luminaire with IP-65 protection of all sizes and shapes,including making connections, testing etcetera as required.
a | Bulk head 10 Watt Panasonic ( Cat NO :- PBHMO1107),Phillips & Jaguar |  | 22 |  |  | Each | 0
204 | S/F Computer board comprising 3 No.5 amps.switch (Modular) and 3 No.3 pin 5 amps. Socket out let (Modular) and 1 No.12 Modular switch board with cover plate and 1 No.4 modular switch board with cover plate and 1 No.computer jack with shutter including connections etc,as required,complete in all respects..(Make:-Legrand,L&T,Anchor make) |  | 16 |  |  | Each | 0
205 | Providing and fixing LED surface/pendent mounting Tube fixture 36 watts LED batten anodized extruded aluminium housing high transmissibility diffuser and it should be compatible with specifications, i.e.Power factor >0.9,Harmonic distortion <10% & efficacy >100 Lumen per watts,CRI >80 ,5700 K suitable for input voltage 220-240 Volts,50 HZ, Length1175X30X36 mm.complete with connections and as per best satisfaction of Engineer-in-Charge complete as required.(Make:-Panasonic Harrowal Code No.PBTM08368/Philips/K-Lite ) |  | 136 |  |  | Each | 0
a | Mirror Light 10 watt LED strip 2 Foot long |  | 7 |  |  | Each | 0
206 | Providing and fixing LED Base light, Recess mounted LED 36 watt with CRCA powered ,anti glair diffuser with seprate energy efficient electronic driver. it should be compatible with specifications, i.e. power factor ≥ 0.9, harmonic distortion ≤ 10% and efficacy ≥ 100 lumens per watt, CRI > 80, suitable for input voltage AC 220-240V, 50/60 Hz, including one no. tube rod 18 Watt complete with all accessories, connections, testing and commissioning etcetera as required..LED Base light, Recess mounted LED 2`x2` luminaire 36 watt Panasonic ( Cat NO :- PBLMo1368) (make:-Tisva,Pansonic & Philips ) |  | 4 |  |  | Each | 0
207 | Providing and fixing LED circular, Surface mounted LED 20 watt downlight luminaire with die cast aluminium housing in white PC finish ,specially designed heat sink,anti glare diffuser and integrated energy efficient electronic driver. it should be compatible with specifications, i.e. power factor ≥ 0.9, harmonic distortion ≤ 10% and efficacy ≥ 100 lumens per watt, CRI > 80, suitable for input voltage AC 220-240V, 50/60 Hz, complete with all accessories, connections, testing and commissioning etcetera as required.. LED circular, Surface mounted LED 20 watt downlight luminaire( Cat No PDLM10204)(Make:-Tisva,Pansonic & Philips ) |  | 41 |  |  | Each | 0
a | 15 watt LED Downlighter |  | 46 |  |  | Each | 0
208 | Providing and fixing LED circular, Surface mounted LED 10 watt downlight luminaire with die cast aluminium housing in white PC finish ,specially designed heat sink,anti glare diffuser and integrated energy efficient electronic driver. it should be compatible with specifications, i.e. power factor ≥ 0.9, harmonic distortion ≤ 10% and efficacy ≥ 100 lumens per watt, CRI > 80, suitable for input voltage AC 220-240V, 50/60 Hz, complete with all accessories, connections, testing and commissioning etcetera as required.. LED circular, Surface mounted LED 10 watt downlight luminaire( Cat No PDLM11104)(Tisva,Pansonic & Philips make) |  | 42 |  |  | Each | 0
209 | Providing and fixing surface mounted LED 4`x1` luminaire deep drawn CRCA aluminium housing with high power LED seamless front frame with flat white high transmission acrylic coverand it should be compatible with specifications, i.e. power factor ≥ 0.9, harmonic distortion ≤ 10% and efficacy ≥ 100 lumens per watt, CRI > 80, suitable for input voltage AC 220-240V, 50/60 Hz, including one no. tube rod 18 Watt complete with all accessories, connections, testing and commissioning etcetera as required.LED 4`x1` luminaire panasonic (Cat No. PBLM15368)(Make:-Tisva,Pansonic & Philips ) |  | 20 |  |  | Each | 0
210 | Supplying and erection of lighting pole of suitable length.The pole made out of M.S./Di cast Aluminium and coated with epoxy zinc phosphate primer and finished using environmentally stable polyurethane based paint. The pole provided with a service window at bottom with a Electrical junction box 295mm X 85mm profile and the control gear tray is prewired with MCB, terminal connectors for loop-in- loop-out arrangement. The pole to be mounted on a 1:2:4 cement concrete base (pedestal) of 300 mm dia and 400 mm foundation bolt depth in a hole of excavation about 300 mm dia. and of suitable depth, to be filled with 1:3:6 cement concrete up to a height of 450 mm from bottom and then fitted with M.S. bolts / nuts of M-20 dia; 500 mm length. complete in all respects as required:-
i | Overall length 4 meter lighting pole with base plate 140mm x 4.8mm. |  | 14 |  |  | Each | 0
ii | Luxmax steel pole 140-400Make:-Twinkle /K-Lite
211 | Providing and fixing decorative L-Bracket a complete set of aliminium Die cast Flange,Corona and coupling to mount various types of fixtures with 30/40 mm steel Bent pipes .Inverted or post top Mounting is possible. Suitable for LuxMax stell.Price of components and No. of Bent Arms used shall be calculated for the Price of mounting options complete in all respects.
i | single bent arm bracket(Spacline 40) |  | 16 |  |  | Each | 0
ii | Make:-Twinkle/K-Lite
212 | Providing and fixing decorative and corrosion proof fixtures are made of spun aliminium housing with power LED's are mounted directly on extruded heat sinks.A UV stablized PC/PMMA diffuser is provided for Glare Frewe Lightning with high Visual comfort complete in all respect.
i | Designo Large LED 60 Watt |  | 16 |  |  | Each | 0
ii | Make:-Twinkle (CatNo. LuxMax-PT-156 -H 60watt)/K-Lite/Wipro
213 | Providing and fixing Post Top Fixtures are made of Die cast alum base and spun alum.Top fitted with LED PT Module .Power LED's are mounted directly on inbuilt extruded Alum.Heat sinks .A UV stablized injection molded P.C. diffuser is provided for glare Free Lightning with high Visual comfort.
i | Arctura LED Post Top Fixture |  | 2 |  |  | Each | 0
ii | Make:- Twinkle (Cat No. LuxMax-PT-155 25 watt)/K-Lite/Wipro
214 | Supplying and fixing of Sintex box complete with all accessories, including connections, testing and commissioning etcetera as required complete in all respects. |  | 2 |  |  | Each | 0
215 | Providing and laying of G.I. pipe 40mm dia medium class( Make:-Jindal ) |  | 20 |  |  | P/mtr. | 0
216 | Providing and fixing Multi Bio attendance and control access control system contact less face recognisation attendance machine with maximum 3000 users complete with battery backup on power failure build in boimetric RFID card readewr pin attendance complete in all rspect as the best satisfaction of Engineer-in-incharge (Make:-NU Face 302 Boi Max) |  | 1 |  |  | Each | 0
217 | Supplying and laying of ware copper wire 4 mm dia to be laid surface/recess as required complete in all respect |  | 60 |  |  | P/mtr. | 0
218 | Supplying, installation, testing and commissioning of 1.5 TR hot & cold (invertor) Split type Air-Conditioning unit of following make confirming to I.S.I.-1391 PART-1992 with ammendment No. 1 (expect power consumption norms) fitted with hermatically shielded air-compressor as required complete in all respects.
i | A.C. Unit 1.5 TR capacity |  | 7 |  |  | Each | 0
ii | Makes:- Daikin Model No. : FTHT60), O GeneraL,Mistubishi
219 | Providing & fixing of M.S. Outdoor heavy duty stand powder coated suitable suitable to hang 1.5/2.0 TR Split type AC with six nos. anchor bolts as required complete in all respects and as per direction of Engineer in charge. |  | 7 |  |  | Each | 0
220 | Providing and fixing of voltage stablizer for AC 1.5 T.R. of V-Guard make Model no, VGB500DIGITAL having capacity 15 amp with volatge range between 130v to 300v complete as required in all respects |  | 7 |  |  | Each | 0
221 | Providing and fixing decorative and corrosion proof LED High way 2- 60 watt Built -in SPD,10 KV surge protection IP-68 LED Module,IP67 Driver/Connector efficiency upto 150 lm/w complete with all accessories, including connections, testing and commissioning etcetera as required complete in all respects.POLAR PRIME HIGH WAY 2( Cat no :- 3188)(Make:-K-Lite/twinkle/Wipro) |  | 2 |  |  | Each | 0
| Total | [5 empty] | 0
Annexure-II
222 | Providing installation, testing & commissioning of 1 Nos 10 Passenger lift in Rural Livelihood Center at Nagrota Bagwan(with machine room)
| CAPACITY (Kgs): | 680 Kg, 10 persons.
| SPEED (Mps): | 1 mps
| RISE(m): | 15 metre approx.
| STOPS : | 5 Stops with (all opening on the same side)
| CONTROLLER TYPE: | V3F Selective Collective Simplex type
| DRIVE: | VF Regenerative (Closed Loop)
| POWER SUPPLY: | 400/415 Volts (3 Phase AC)
| OPERATION: | Full collective operation
| CAR GROUP: | One car (simplex)
| MACHINE | PM Gearless (Located in shaft on top of guide rails).
| TRACTION MEDIA: | Flat Coated Steel Rope.
| CAR FINISH: | Rear Mid Panel = Stainless Steel Hairline Finish.
Rear Corner Panels = Stainless Steel Hairline Finish.
Side Mid Panels = Stainless Steel Hairline Finish.
Side Corner Panels = Stainless Steel Hairline Finish.
Front Panels = Stainless Steel Hairline Finish.
| FALSE CEILING TYPE: | CD-41.
| FALSE CEILING FINISH: | Stainless Steel Finish.
| VENTILLATION: | Cross flow fan
| HAND RAILS: | Stainless Steel Handrails on all car panels (side LH, side RH & Rear)
| FLOORING: | 20mm Recess with granite flooring/PVC
| CAR DOOR FINISH: | Stainless Steel Hairline Finish.
| LANDING DOORS FINISH: | Stainless Steel Hairline Finish.
| PIT DEPTH: | 1600 mm
| OVERHEAD: | 4200 mm
| HOISTWAY DIMENSIONS (W X D-mm) | 1900mm Wx2270mm D
| CAR DIMENSIONS (W x D x H-mm) | 1300 mm x 1350 mm
| CAR & HOISTWAY DOOR TYPE: | Center opening doors.
| DOOR OPENING (WxH-mm): | 800 mm W x 2000 mm H
| DOOR OPERATOR: | DC Door Operator
| COP: | Geins Buttons in Stainless Steel #4(Hairline)
| CAR POSITION INDICATOR: | Dot matrix (LED) D & P Indicators in car landings -Orange Colour.
| HALL FIXTURES: | O2000 Pan Type Fixture.
| HALL FIXTURE FACE PLATE: | Stainless Steel #4(Hairline)
| HALL BUTTON ARRANGEMENT: | LCD Monochrome Type
| OTHER REQUIRED FEATURES: | PVC Flooring protection,1hrs fire rates doors/Automatic Rescue Device,Infra-Red Screen ensor,Auto light & Fan off ,over Load warningIndicator with announcement ,SS Handrails,SS Flase ceiling in Car ,Push button-Orange LED illumination,3 way intercom -Press & Speak ,Full Car operation panel ,Full Load Bye pass,Floor Annuciator with Music ,Still support,Firerman switch,battery operated alarm bell and emergency light,minor builders works,Scaffolding ,Pit ladder,Lift License,Free Service One Year | 1Job |  |  | per Job
| OTHER EXCLUSIVES: | Steel structure to reduce hoistway, minor civil work and scaffolding etcetera
| Total | [5 empty] | 0
Video surveillance system
223 | Providing and drawing LAN cable Cat 6, in existing PVC conduit/ casing and capping conforming to specifications, in Bidding Document as required to have end-to-end solution complete in all respects.
| (Makes:- D-Link |  | 1550 |  |  | P/Mtr | 0
224 | Providing and fixing of 12U Wall Mount Rack made of MS sheet conforming to specifications, for the safety of NVR with lock & Key as approved by the Engineer -in-Charge
| Makes:- APC/Eaton/Numeric |  | 1 |  |  | Each | 0
225 | Supplying and fixing of following sizes of PVC conduit along with the accessories in surface / recess including cutting the wall and making good the same in case of recessed conduit as required:-
| 25 mm. dia D-Plast Medium I .S.I |  | 750 |  |  | P/Mtr | 0
226 | Supply Installation Testing Commissioning of Suitable Network Video Recorder & Management System with required Licenses for all of the above mentioned Complined Cameras complete with all necessary required software's, Hardware's, Storage, Accessories, Civil, Electrical works & peripheral items required as per specifications, & at site of work inline with the engineer in charge instructions. The system proposed should have minimum usable 30 days recording suitable Hard Disk as per requirement with 200MBPS throughput. Certifications Hard Disk Complete in all respect upto entire Satisfaction Engineer in charge of works. IP Camera Input upto 32 Channel and 2 SATA of 6 TB each. Certifications: ONVIF Profile S Compliant, UL, CE, EN, FCC & RoHS Compliant. as approved by the Engineer -in-Charge
| Make:-vivotek ,cp plus,teckno(CP-UNR-4K4082-V2) |  | 1 |  |  | Each | 0
227 | Supplying, Installation Testing and commissioning of IP Dome camera 4 megapixel with motion detection,audio support,alarm support,performance minimum illumination for capturing color image 0.01 lux,WDR > =100db and <-120db ,signal to noise ratio :-50-60 auto exposure auto level control as approved by the Engineer -in-Charge
| Make:-Vivotek,Cp plus,Techno,Honeywell(CP-UNC-DS41ML3) |  | 17 |  |  | Each | 0
228 | Supplying, Installation Testing and commissioning of IP Bullet camera 4 megapixel resolution 1920X1080 pixel image sensor :-1/3" progressive scan RGB Cmos /CCD ,IR range 30 mtr ,day/Night operatrion with cut filter ,compression H.246 ,frame rate 25 fps ,Lens motorized varifocal 3-10mm,IR corrected ,P-iris ,megapixel lens with remote zoom & auto focus ,motion detection ,audio support ,alarm support ,Signal to noise ratio 50-60 as approved by the Engineer -in-Charge
| Meke:-Vivotek,Cp plus,Techno,Honeywell(CP-UNR-TS41ML3) |  | 5 |  |  | Each | 0
229 | Supplying, Installation Testing and commissioning of 6 TB video surveillance SATA Hard disk Drive for survellance use for storage of survallance recording as required.
| Make:-SEGATE |  | 2 |  |  | Each | 0
230 | Supply,Installation and commissioning of 1 KVA S ratting UPS for power backup of 1/2 hour minimum with extra batteries and racktrolly complete in all respect. |  | 1 |  |  | Each | 0
Make:- APC/Neumaric
231 | Supply,Installation and commissioning for the gigabyte PoE switch 8 port complete in all respect. |  | 1 |  |  | Each | 0
Make:-Advancetech,Dynamic,Dlink
| Total | [5 empty] | 0
PA System
232 | SITC of Microprocessor based Inteligent and electronically addressable, modular, Expandable networkable addressable fire alarm control panel with each loop capacity of 125 Devices at any combinations shall be 5.7 inch color touch screen display with stylus(320*240 pixels), nbuilt networking port(both RS485&Ethernet), ,Serial port for printer,two supervisory inputs,two position key switch and USB port for programming.The panel should be modular microprocessor Based In nature and should be expandable from single loop up to 2 loops The events shall be displayed in different colors- red for alarm events & yellow for trouble etcetera for easy identification. The Panel shall be VDS/EN 54/UL Approved. Makes: Bosch/ Honeywell(Gamewell)/ Siemens(FireFinder) |  | 1 |  |  | Each | 0
233 | SITC of multisensor Smoke+Thermal detector with dual ray technology including mountions base with LED. etcetera complete with require 2 isolater ( one for incoming and one for outgoing line ) integared in detector for maintaining operational availability of all elements inthe loop even in the event of a shor circuit & Drift compenstion features & automatic addessing shall be EN54/VDs/UL Certification.(Detectors without Inbuilt Isolators may be considered with an additional Isolator Module per detector) Makes: Bosch/ Honeywell(Gamewell)/ Siemens(FireFinder) |  | 82 |  |  | Each | 0
234 | SITC of Addressable Heat Detector with fixed and rate of raise including mountions base with LED. etcetera complete with require 2 isolater ( one for incoming and one for outgoing line ) integared in detector for maintaining operational availability of all elements inthe loop even in the event of a shor circuit & Drift compenstion features & automatic addessing . High resitence to electromagnetic effects in accordable with EFSG Agreement EFSG/F/97/005 shall be EN54/VDs/UL Certification.Makes: Bosch/ Honeywell(Gamewell)/ Siemens(FireFinder) |  | 1 |  |  | Each | 0
235 | SITC of Addessable double action manual break glass unit with inbuilt isolators as per NFPA wiring requirements, with flexible network structures & necessary fixing arrangements with key complete as required. Shall be EN 54 /Vds/UL Certification.Units without inbuit isolators may be considered with an additional isolator) . Makes: Bosch/ Honeywell(Gamewell)/ Siemens(FireFinder) |  | 5 |  |  | Each | 0
236 | SITC of Stand alone Loop Powered detector base sounder with strobe with inbuilt isolators as per NFPA 72 style 7 wiring requirements & with 32 different tone variants selection options & adjustable sound pressure by 5 levels, the sound pressure 92.1 dB(A), with flasher having Synchronized flash rate of 1 Hz and Light intensity > 2 cd, should be programmed from the panel. Shall be EN54 / Vds/UL Certification. Makes: Bosch/ Honeywell(Gamewell)/ Siemens(FireFinder) |  | 5 |  |  | Each | 0
237 | SITC of Glow Type EXIT Sign Board photo luminescent of size 300 mm x 250 mm x 1.5 mm rigid sheet signage containing Zink Sulphate as bare chemical class – 1 material PSPA fixed on 3 mm acrylic sheet on both side showing marking (running man, Arrow and Exit) and hanged with the ceiling with chain and fastener including cost of labour & material required to complete the job in all respect up to the entire satisfaction of Engineer-in-Charge of work Make PES/Giolite/OMEX |  | 15 |  |  | Each | 0
238 | SITC of Addressable Monitor Module for monitoring of a line with EOL resistor/ Potential free contact/ voltage monitoring shall be EN54/UL/VDS approved. (In case of 2 monitoring features in one module (points) each point shall be consider separately for payment). Makes: Bosch/ Honeywell(Gamewell)/ Siemens(FireFinder) |  | 1 |  |  | Each | 0
239 | SITC of Addressable Control Relay Module with inbuilt isolators as per NFPA 72 style 7 wiring requirements & with flexible network structures with a maximun switching current of 1A @ 30V DC. Shall be EN54/ Vds Certification/UL Makes: Bosch/ Honeywell(Gamewell)/ Siemens(FireFinder) |  | 1 |  |  | Each | 0
240 | SITC of minimum 1000 Mtr. Range Siren generatorprovided at the roof of the building with separate power suppl, relay etcetera with all accessories required to complete the job in all respect up to the entire satisfaction of engineer incharge. Make: National/Kheraj |  | 1 |  |  | Each | 0
241 | SITC of controller unit 6-zone system pre-amplifier and 180 W amplifier, with single or dual channel operation. Two input channels for call stations , Universal input for microphone/line, with speech optimized tone control , Three inputs for BGM selection and music optimized tone control , Front panel zone selection for BGM and call station zone selection for calls, S/N (flat at max volume) >63 dB (mic); >70 dB (line), S/N (flat at min volme/muted) >75 dB, CMRR >40 dB (50 Hz – 20 kHz), Line input 3 x, Master output 1 x, Frequency response 50 Hz to 20 kHz (+1 / -3 dB) Bluetooth for audio streaming. Audio playback from USB pen drive. complete in all respect. VU meter to indicate output level & Limiter circuit for protection. Make Bosch/Aties/Toa/Aex |  | 1 |  |  | Each | 0
242 | SITC of Stylish 6-zone call station, Six zone selection keys, all-call key and momentary PTT-key for calls Selectable gain, speech filter and limiter for improved ntelligibility LED indications for zone selection, fault and emergency state Voltage range 18 – 24V Nominal sensitivity 85 dB SPL (gain preset 0dB) Gain preset +6 / 0 / -15 dB Equivalent input noise level 25 dBSPLA Frequency response 100Hz – 16kHz complete in all respect Make Bosch/Aties/Toa/Aex |  | 1 |  |  | Each | 0
243 | SITC of Booster amplifier 480 watts Frequency response: 60 Hz to 15 khz (+1/3db), Inputs :XLR & phone jack , Input 1, Input 2-4, Impendence :20kΩ, Sensitivity : 1 V balanced , S/N >: >85 dB complete in all respect Make Bosch/Aties/Toa/Aex |  | 1 |  |  | Each | 0
244 | Supply, Installation, Testing & commissioning of Wall Mount Speaker with operation 12 Watts Make Bosch/Aties/Toa/Aex |  | 31 |  |  | Each | 0
245 | SITC of PVC unsheathed s/c stranded ( ISI marked ) copper contuvtor cable 1100v grade in existing pipe excluding cost and erection of pipe but including connection etcetera with all labour and material required to complete the job in all respect up to the entire satisfaction of the Engineer – in charge of work MAKE FINOLEX/POLYCAB/HAVELLS
| PVC unsheathed copper size 1.5 sq mm single core |  | 2360 |  |  | Mtr | 0
246 | SITC of 2 core multistrand 1.5 sq mm annealed copper conductor speaker cable in existing pipe/ channel including connection etcetera Make Finolex/Polycab/havel's |  | 560 |  |  | Mtr | 0
247 | SITC of PVC Conduit Pipe, 25mm medium, ISI Mark with complete accessories. Make: Diplast/Polyplast |  | 1000 |  |  | Mtr | 0
248 | SITC of 17 U Standard rack to place all Av equipment Make Valrack, Comrack,HCL |  | 1 |  |  | Each | 0
| SITC of battery backup for controllers ( 2 KVA UPS Cam Inverter with 1 hours backup ) Make APC/ LIEBERT EMERSON/Microtek/Luminous |  | 1 |  |  | Each | 0
| Total | [5 empty] | 0
Fire Fighting System
249 | Providing, laying, jointing, testing and commissioning of following sizes of MS 'C' Class (Heavy duty) pipes conforming to IS-1239 with all fittings (standard MS fitting with welded joint shall be used on the pipes) including tees, elbows, reducers, union, flanges, rubber gaskets, GI nuts bolts, washer including supporting/fixing the pipe on floor / wall /ceiling with clamps, hangers (using anchor fastners) as per specification. including cutting holes and chases in brick, RCC work and making good the same to original conditions complete in all respects. All hangers, clamps, brackets etcetera shall be of iron unless specified otherwire and then supply of the same shall also be included for rates under this head. Welding of any kind on the galvanized support / hanger shall not be permitted including synthetic enamel paint of approved shade over a coat of zinc primer.Priorto application of primer the surface should be cleaned dirt,rusts,rough substance etcetera as required complete in all respects and to the best satisfaction of Engineer-in-charge.
i | 25mm dia pipe |  | 8 |  |  |  | 0
ii | 50mm dia pipe |  | 16 |  |  |  | 0
iii | 80mmdia pipe |  | 34 |  |  |  | 0
iv | 100mm dia pipe |  | 130 |  |  |  | 0
Makes:- Jindal/B.S.T./Surya Tube.
250 | Providing two coats of synthetic enamel paint of approved shade over a coat of primer. Prior to application of primer the surface should be cleaned for any dirt, rusts, rough substance etcetera Including painting of legends both direction arrow as per the approval of the Project Manager as required complete in all respects and to the best satisfaction of Engineer-in-charge.
i | 25mm dia pipe |  | 8 |  |  |  | 0
ii | 50mm dia pipe |  | 16 |  |  |  | 0
iii | 80mmdia pipe |  | 34 |  |  |  | 0
iv | 100mm dia pipe |  | 130 |  |  |  | 0
251 | Providing & fixing of burden type Stainless Steel dial type pressure gauge with brass isolation valve and pipe of 100 mm dia with Caliberation: 0-20 Kg/cm2 as required complete in all respects and to the best satisfaction of Engineer-in-charge. |  | 1 |  |  |  | 0
Make:- H Guru, Bell, Fiebig
252 | Providing & fixing stainless steel fire hydrant single headed landing valve with 80 mm N.B. flanged inlet, s.s spindle controlled 63 mm dia female instantaneous outlet type. SS coupling, blank cap, chain, twist release type lug & all accessories Conforming to IS standards as required complete in all respects and to the best satisfaction of Engineer-in-charge. |  | 9 |  |  |  | 0
Make Minimax /CeaseFire/shahibhogilal
253 | Providing & fixing of 63 mm dia 15 m long non-percolating flexible hose (RRL- type A) as per IS : 636. Type A with S.S. male & female instantaneous type coupling (IS 903) (For internal and External hydrant system) as required complete in all respects and to the best satisfaction of Engineer-in-charge. |  | 9 |  |  |  | 0
Make Minimax/CeaseFire/shahibhogilal
254 | Providing and fixing SS 63 mm dia instantaneous pattern branch short pipe, 20 mm dia nozzle conforming to IS 903, suitable for inter connection to hose pipe coupling as required complete in all respects and to the best satisfaction of Engineer-in-charge. |  | 9 |  |  |  | 0
Make Minimax/CeaseFire/shahibhogilal
255 | Providing & fixing ball valve 25mm dia. as required complete in all respects and to the best satisfaction of Engineer-in-charge. |  | 7 |  |  |  | 0
Make Sant/Zoloto/Audico
Make Shalimar/WTL or equivalent
256 | Providing & fixing of wall mounting swinging type first aid fire hose reel with drum, hanging bracket, 36.5 Mtr. length x 20 mm dia high pressure hose reel tubing as per IS: 444 with S.S. shut off nozzle having 5 mm dia orifice. The hose reel shall be conforming to IS : 884-1985. Rate shall include 25 mm dia M.S. pipe connection from Riser to hose reel, sockets, nipples, elbows and ball valve (25 mm dia). Drum shall be fixed on adjoining wall through anchor fasteners / cement concrete block as and when required complete in all respects and to the best satisfaction of Engineer-in-charge.. |  | 5 |  |  |  | 0
Make Minimax/CeaseFire/shahibhogilal
257 | Weather proof standard fire hose cabinet made of 18 SWG powder coated fibre. sheet having single or double opening glazed (3.0 mm thick glass) shutter including necessary locking arrangement by allan key, stove enamelled Fire red finish (as per IS : 5, shade no. 536) with " Fire Hose" marked on front, suitable for housing 2 nos. 15m long 63 mm dia Hose pipe, 1 No. branch pipe & nozzle spanner as required complete in all respects and to the best satisfaction of Engineer-in-charge. |  | 9 |  |  |  | 0
Make Minimax/CeaseFire/shahibhogilal
258 | Providing Cast iron /steel Butterfly Valve Confirming to type P.N 1.6 of I.S 13095-1991 Complete with Flanges bolt, nuts, gasket etcetera As per table 'E' specification complete in all respect hydraulically test to 20 K./sqcm. as required complete in all respects and to the best satisfaction of Engineer-in-charge.
i | 80 mm Dia |  | 4 |  |  |  | 0
ii | 100 mm Dia |  | 2 |  |  |  | 0
Makes:-Zoloto/Sant/Audco
259 | Providing and fixing Air-release valve (ARV) with Gun metal confirming to class - I and specifications, as required complete in all respects and to the best satisfaction of Engineer-in-charge.
i | 25 mm Dia |  | 1 |  |  |  | 0
260 | Providing and fixing Cast Iron dual plated Check Valve (NRV) horizontal type with S.S. seat non-return valve confirming to class - I of IS : 5312 including nuts, bolts, 1.5 mm thick compressed asbestos gasket as per table "E" and specifications, as required complete in all respects and to the best satisfaction of Engineer-in-charge.
i | 100 mm Dia |  | 1 |  |  |  | 0
Makes:-Zoloto/Sant/Audco
261 | Providing and fixing Carbon dixoide CO2 4.5 kg type fire extingushers consisting of seamless cylindrical body, squeeze lever discharge valve fitted with pressure indicating guage internal discharge tube, 30cms long high pressure discharge hoase, discharge nozzle, suspension bracket, confirming to IS: 15683 finished externally with red enamel paint and M S Wheel type complete with internal charge as required complete in all respects and to the best satisfaction of Engineer-in-charge. |  | 30 |  |  |  | 0
Make Minimax/CeaseFire/Gilpro
262 | Providing and fixing stored pressure vessel ABC 6 Kgs. Powder type fire extingushers consisting of seamless cylindrical body, squeeze lever discharge valve fitted with pressure indicating guage internal discharge tube, 30cms long high pressure discharge hoase, discharge nozzle, suspension bracket, confirming to IS: 15683 finished externally with red enamel paint and fixed to wall with brackets complete with internal charge. |  | 5 |  |  |  | 0
Make Minimax/CeaseFire/Gilpro
263 | Providing & fixing of IS marked 15683 Water type 9 Litre (S/P) cylindrical body, squeeze lever discharge valve fitted with pressure discharge hose, discharge nozzle, etcetera finished externally with red enamel paint and fixed to wall with brackets complete with internal charges. |  | 16 |  |  |  | 0
Make Minimax/CeaseFire/Gilpro
264 | Providing & fixing of IS marked 15683 Kitchen Type 9 Litre (S/P) cylindrical body, squeeze lever discharge valve fitted with pressure discharge hose, discharge nozzle, etcetera finished externally with red enamel paint and fixed to wall with brackets complete with internal charges. |  | 1 |  |  |  | 0
Make Minimax/CeaseFire/Gilpro
265 | Providing & Fixing GunmetaL Collecting head with 63 mm dia instaneous type inlet 150mmdia flanged outlet with built incheck valve for fire brigade connection to UG tank wet riser IS9004 specification test for 20 kg/mm2 including necessary support complete in all rspect |  | 1 |  |  |  | 0
Make:- Minimax,ceasfire,Sahibhogilal
266 | Excavation for underground pipe and providing and fixing Bitumen sheets (wraping) 4mm thick required for underground pipe complete as required (Make-WTL) |  | 108 |  |  |  | 0
Total (Fire Fighting System) | [6 empty] | 0
Total (Electrical Installation, PA System, Video Surveillance System) | [6 empty] | 0
Total (WS & SI) | [6 empty] | 0
Total (Environment Management) | [6 empty] | 0
TOTAL CIVIL WORKS :- | [6 empty] | 0
GRAND TOTAL :- | [6 empty] | 0
Executive Engineer,
H.P.P.W.D. Division,
Tanda at Nagrota Bagwan.